## Tabelle1
Artikelnummer | Omschrijving | Kort. Grp. | Bruto prijs 2025
0105205 | PMCtendo DD4.10/122/230-480V | F9 | 7424.24
0105219 | PMCtendo DD4.01/122/230-480V | F9 | 5808.14
0105248 | PMCtendo DD4.03/122/230-480V | F9 | 5887.73
0105266 | PMCtendo DD4.06/117/230-480V | F9 | 6327
260000 | PMI m107 diag | FE | 911.42
261905 | RT-Licence PVIS OPC-Srv f.PMI, PtoP | NM | 132.91
261906 | RT-Licence PVIS OPC-Srv f.PMI, 8 devices | NM | 415.78
261907 | RT-Licence PVIS OPC-Srv f. PC, PtoP | NM | 582.04
261908 | RT-Licence PVIS OPC-Srv f. PC, multiple | NM | 1164.25
261910 | PSS Upload-/Downloadtool f. PMIvisu/open | E9 | 92.88
265010 | Zenon Operator Dev 1024 | E9 | 3028.39
265020 | Zenon Operator 7.20 Dev 1024 | E9 | 3028.39
265210 | Zenon Operator RT PMI | JF | 605.68
265211 | Zenon Operator RT PC 1024 | JF | 1176.71
265220 | Zenon Operator 7.20 RT PMI | JF | 605.68
265240 | Zenon Operator 7.20 RT PC 1024 | JF | 1176.71
265351 | PASvisu RT Clients 1 PC | OQ | 101.59
265352 | PASvisu RT Clients 1 PMI | OQ | 101.59
265361 | PASvisu RT Logging PC | OQ | 90.3
265362 | PASvisu RT Logging PMI | OQ | 56.44
265411 | PASvisu RT Variables 150 PC | OQ | 361.2
265416 | PASvisu RT Variables 500 PC | OQ | 451.5
265421 | PASvisu RT Variables 1000 PC | OQ | 564.38
265426 | PASvisu RT Variables 2000 PC | OQ | 970.73
265431 | PASvisu RT Variables 4000 PC | OQ | 1422.23
265451 | PASvisu RT Variables 150 PMI | OQ | 175
265456 | PASvisu RT Variables 500 PMI | OQ | 293.48
265461 | PASvisu RT Variables 1000 PMI | OQ | 372.49
265466 | PASvisu RT Variables 2000 PMI | OQ | 643.39
266100 | PMI 707 Mounting Kit | FD | 27.07
266101 | PMI 704 Holding frame | FD | 48.13
266102 | PMI 707 Holding frame | FD | 57.15
266103 | DIN rail adapter TSH 35 | FD | 42.11
266104 | PMI 704 Mounting Kit | FD | 27.07
266704 | PMI v704e | FH | 460.64
266707 | PMI v707e | FH | 819.58
266807 | PMI v807 | FH | 1435.77
266812 | PMI v812 | FH | 1974.19
266815 | PMI v815 | FH | 2213.48
269700 | power connector PMI (3 pcs) | FD | 43.16
269701 | seal for PMIvisu, PMIopen, PMImicro | FD | 17.45
305160 | PSS Conv USB / RS 232 | FZ | 105.57
310300 | Serial programming cable | FD | 56.41
310386 | CompactFlash Karte min. 64MB | FD | 67.38
310396 | Mounting Kit PMIvisu,PMIopen,PMImicro | FD | 34.58
310400 | PMI-PRO Editor Voll-Lizenz (D,GB,F,E,I) | JF | 2622.38
311070 | PSS SB BUSCABLE0 | UJ | 3.52
311074 | PSS SB BUSCABLE LC | UJ | 6.9
311501 | PCOM sec br1 | PF | 450
311502 | PCOM sec br2 | PF | 530.8
311601 | PSSnet GW1 MOD-EtherCAT | JM | 354.22
312043 | PSSu H F PN | I9 | 779.98
312047 | PSSu H CAN | I8 | 325.85
312060 | PSSu H m F DP ETH SD | NA | 1306.84
312065 | PSSu H m F DP SN SD | NA | 1466.18
312066 | PSSu H m F DPsafe SN SD | NA | 1538.32
312070 | PSSu H PLC1 FS SN SD | NB | 2039.87
312071 | PSSu H PLC1 FS DP SN SD | NB | 2183.41
312077 | PSSu H PLC2 FS SN SD | NB | 1773.8
312085 | PSSu H FS SN SD | IU | 653.56
312087 | PSSu H FS2 SN SD | IU | 568.31
312185 | PSSu E F PS-P | HS | 43.52
312190 | PSSu E F PS | HS | 91.05
312191 | PSSu E F PS1 | HS | 119.91
312192 | PSSu E F PS2 | HS | 90.67
312195 | PSSu E PD | HS | 16.97
312196 | PSSu E PD1 | HS | 69.4
312197 | PSSu E S PD-D | HQ | 40.66
312200 | PSSu E F 4DI | HT | 81.93
312210 | PSSu E F 4DO 0.5 | HT | 106.13
312215 | PSSu E F 2DO 2 | HT | 103.26
312220 | PSSu E F DI OZ 2 | HT | 88.92
312225 | PSSu E F 2DOR 8 | HT | 168.37
312230 | PSSu E F BSW | HT | 296.39
312260 | PSSu E F AI I | HT | 145.54
312261 | PSSu E AI SHT1 | HT | 113.61
312262 | PSSu E AI SHT2 | HT | 129.09
312265 | PSSu E F AI U | HT | 145.54
312275 | PSSu E F ABS SSI | HT | 263.14
312280 | PSSu E F INC | HT | 298.05
312400 | PSSu E S 4DI | HQ | 37.17
312401 | PSSu E S 4DI-D | HQ | 46.77
312405 | PSSu E S 4DO 0.5 | HQ | 44.14
312406 | PSSu E S 4DO 0.5-D | HQ | 49.63
312410 | PSSu E S 2DO 2 | HQ | 51.63
312411 | PSSu E S 2DO 2-D | HQ | 65.69
312420 | PSSu K F FAU B | HT | 902.67
312421 | PSSu K F FAU P | HT | 2192.2
312430 | PSSu K S 16DI | HQ | 134.31
312431 | PSSu K S 8DI 8DO 0.5 | HQ | 145.54
312432 | PSSu K S 16DO 0.5 | HQ | 142.67
312433 | PSSu K F EI | HT | 502.97
312434 | PSSu K F EI CV | HT | 507.58
312435 | PSSu K F FCU | HT | 690.17
312437 | PSSu K F INC | HT | 270.13
312439 | PSSu K S RS232 | HQ | 231.35
312440 | PSSu E S 2AI U | HQ | 184.45
312445 | PSSu E S 4AI U | HQ | 235.7
312450 | PSSu E S 2AI I se | HQ | 184.45
312460 | PSSu E S 2AO U | HQ | 195.44
312465 | PSSu E S 4AO U | HQ | 249.43
312470 | PSSu E S 2AO I | HQ | 195.44
312480 | PSSu E S ABS SSI | HQ | 263.04
312485 | PSSu E S INC | HQ | 302.61
312486 | PSSu E S INC 24V se | HQ | 263.14
312490 | PSSu E S 2AI RTD | HQ | 186.94
312500 | PSSu E S 2AI TC | HQ | 186.94
312510 | PSSu E S 2DOR 10 | HQ | 110.75
312511 | PSSu E S 2DOR 2 | HQ | 107.26
312515 | PSSu E S RS232 | HQ | 290.13
312516 | PSSu E S RS485 | HQ | 305.92
312590 | PSSu E PS-P 5V | HS | 107.7
312591 | PSSu E PS-P +/-10V | HS | 121.21
312592 | PSSu E PS-P +/-15V | HS | 139.39
312600 | PSSu BP 1/8 S | HP | 8.36
312601 | PSSu BP 1/8 C | HP | 7.23
312602 | PSSu BP 1/8 S-J | HP | 33.17
312603 | PSSu BP 1/8 C-J | HP | 31.43
312610 | PSSu BP-C 1/8 S | HP | 8.36
312611 | PSSu BP-C 1/8 C | HP | 7.23
312612 | PSSu BP-C 1/8 S-J | HP | 33.17
312613 | PSSu BP-C 1/8 C-J | HP | 31.43
312618 | PSSu BP 1/12 S | HP | 9.11
312619 | PSSu BP 1/12 C | HP | 9.73
312620 | PSSu BP-C 1/12 S | HP | 11.24
312621 | PSSu BP-C 1/12 C | HP | 9.73
312622 | PSSu BP-C1 1/12 S | HP | 19.71
312623 | PSSu BP-C1 1/12 C | HP | 16.58
312628 | PSSu BP 2/16 S | HP | 29.94
312629 | PSSu BP 2/16 C | HP | 21.82
312630 | PSSu BP-C 2/16 S | HP | 27.56
312631 | PSSu BP-C 2/16 C | HP | 22.45
312650 | PSSu BS 1/8 S | HP | 8.36
312651 | PSSu BS 1/8 C | HP | 7.23
312652 | PSSu BS-R 1/8 S | HP | 8.36
312653 | PSSu BS-R 1/8 C | HP | 7.23
312654 | PSSu BS-R 2/8 S | HP | 27.56
312655 | PSSu BS-R 2/8 C | HP | 22.45
312656 | PSSu BS 2/8 S | HP | 27.56
312657 | PSSu BS 2/8 C | HP | 22.45
312890 | PSSu Assistant & Startup tool CD-ROM | HX | 19.26
312900 | PSSu A ET (10 pcs.) | HR | 7.85
312901 | PSSu A ETM (2 pcs.) | HR | 20.33
312902 | PSSu A EC | HR | 20.95
312903 | PSSu A CE "A" yellow (10 pcs.) | HR | 6.98
312904 | PSSu A CE "B" yellow (10 pcs.) | HR | 6.98
312905 | PSSu A CE "C" yellow (10 pcs.) | HR | 6.98
312906 | PSSu A CE "D" yellow (10 pcs.) | HR | 6.98
312907 | PSSu A CE "E" yellow (10 pcs.) | HR | 6.98
312908 | PSSu A CE "F" yellow (10 pcs.) | HR | 6.98
312909 | PSSu A CE "G" yellow (10 pcs.) | HR | 6.98
312910 | PSSu A CE "H" yellow (10 pcs.) | HR | 6.98
312911 | PSSu A CE "I" yellow (10 pcs.) | HR | 6.98
312912 | PSSu A CE "J" yellow (10 pcs.) | HR | 6.98
312913 | PSSu A CE "K" yellow (10 pcs.) | HR | 6.98
312914 | PSSu A CE "L" yellow (10 pcs.) | HR | 6.98
312915 | PSSu A CE "M" yellow (10 pcs.) | HR | 6.98
312916 | PSSu A CE "N" yellow (10 pcs.) | HR | 6.98
312917 | PSSu A CE "O" yellow (10 pcs.) | HR | 6.98
312918 | PSSu A CE "P" yellow (10 pcs.) | HR | 6.98
312919 | PSSu A CE "Q" yellow (10 pcs.) | HR | 6.98
312920 | PSSu A CE "R" yellow (10 pcs.) | HR | 6.98
312921 | PSSu A CE "A" light-grey (10 pcs.) | HR | 6.98
312923 | PSSu A CE "A" grey (10 pcs.) | HR | 6.98
312924 | PSSu A CE "B" grey (10 pcs.) | HR | 6.98
312925 | PSSu A CE "C" grey (10 pcs.) | HR | 6.98
312926 | PSSu A CE "D" grey (10 pcs.) | HR | 6.98
312927 | PSSu A CE "E" grey (10 pcs.) | HR | 6.98
312928 | PSSu A CE "F" grey (10 pcs.) | HR | 6.98
312929 | PSSu A CE "G" grey (10 pcs.) | HR | 6.98
312930 | PSSu A CE "H" grey (10 pcs.) | HR | 6.98
312931 | PSSu A CE "I" grey (10 pcs.) | HR | 6.98
312932 | PSSu A CE "J" grey (10 pcs.) | HR | 6.98
312933 | PSSu A CE "K" grey (10 pcs.) | HR | 6.98
312934 | PSSu A CE "L" grey (10 pcs.) | HR | 6.98
312935 | PSSu A CE "M" grey (10 pcs.) | HR | 6.98
312936 | PSSu A CE "N" grey (10 pcs.) | HR | 6.98
312937 | PSSu A CE "O" grey (10 pcs.) | HR | 6.98
312938 | PSSu A CE "P" grey (10 pcs.) | HR | 6.98
312939 | PSSu A CE "Q" grey (10 pcs.) | HR | 6.98
312940 | PSSu A CE "R" grey (10 pcs.) | HR | 6.98
312949 | PSSu A ET PE (10 pcs.) | HR | 55.37
312950 | PSSu A ME0 (10x6 pcs.) | HR | 7.49
312951 | PSSu A ME1 (10x6 pcs.) | HR | 7.49
312952 | PSSu A ME2 (10x6 pcs.) | HR | 7.49
312953 | PSSu A ME3 (10x6 pcs.) | HR | 7.49
312954 | PSSu A ME4 (10x6 pcs.) | HR | 7.49
312955 | PSSu A ME5 (10x6 pcs.) | HR | 7.49
312956 | PSSu A ME6 (10x6 pcs.) | HR | 7.49
312957 | PSSu A ME7 (10x6 pcs.) | HR | 7.49
312958 | PSSu A LA0 (10 x 108 pcs.) | HR | 127.59
312959 | PSSu A LA1 (10x50 pcs.) | HR | 27.81
312960 | PSSu A LA2 ( 10x50 pcs.) | HR | 27.81
312961 | PSSu A LA3 (10x50 pcs.) | HR | 27.81
312962 | PSSu A LA4 (10x50 pcs.) | HR | 27.81
312966 | PSSu A LC 0.1 (5 pcs.) | HR | 21.96
312967 | PSSu A LA0.1 (10 x 108 pcs.) | HR | 127.59
312969 | PSSu A EC XB | HR | 20.95
312992 | PSSu A USB-CAB03 | HR | 23.81
312993 | PSSu A USB-CAB05 | HR | 28.93
313102 | SD Memory Card 1GB mit PSSu Halter | HR | 60.78
313103 | SD Memory Card 4GB mit PSSu Halter | HR | 134.26
313110 | PSSu A Con 1/4 S (2 pcs.) | HR | 5.24
313111 | PSSu A Con 2/8 C (2 pcs.) | HR | 7.61
313114 | PSSu A Con Set1 C | HR | 13.71
313115 | PSSu A Con 1/10 C (2 pcs.) | HR | 8.23
313116 | PSSu A Con 3/30 C (2 pcs.) | HR | 40.66
313117 | PSSu A Con 4 S | HR | 2.49
313118 | PSSu A Con 4 C | HR | 2.74
313900 | PSSu A CE "B" light-grey (10 pcs.) | HR | 0.75
313901 | PSSu A CE "C" light-grey (10 pcs.) | HR | 0.75
313902 | PSSu A CE "D" light-grey (10 pcs.) | HR | 0.75
314070 | PSSu H PLC1 FS SN SD-T | NB | 2549.86
314071 | PSSu H PLC1 FS SN SD M12-T | NB | 2621.57
314077 | PSSu H PLC2 FS SN SD-T | NB | 2217.27
314085 | PSSu H FS SN SD-T | IU | 938.46
314086 | PSSu H FS SN SD M12-T | IU | 1020.94
314087 | PSSu H FS2 SN SD-T | IU | 709.61
314092 | PSSu XB F -T | HR | 38.79
314093 | PSSu XR F -T | HR | 51.38
314094 | PSSu A RJ45-CAB 1.5M | HR | 15.21
314185 | PSSu E F PS-P-T | HS | 59.61
314190 | PSSu E F PS-T | HS | 124.68
314191 | PSSu E F PS1-T | HS | 163.28
314192 | PSSu E F PS2-T | HS | 123.46
314195 | PSSu E PD-T | HS | 23.45
314196 | PSSu E PD1-T | HS | 94.09
314200 | PSSu E F 4DI-T | HT | 110.75
314210 | PSSu E F 4DO 0.5-T | HT | 144.17
314215 | PSSu E F 2DO 2-T | HT | 139.93
314220 | PSSu E F DI OZ 2-T | HT | 120.59
314225 | PSSu E F 2DOR 8-T | HT | 228.73
314260 | PSSu E F AI I-T | HT | 196.92
314261 | PSSu E AI SHT1-T | HT | 170.38
314265 | PSSu E F AI U-T | HT | 196.92
314275 | PSSu E F ABS SSI-T | HT | 355.44
314280 | PSSu E F INC-T | HT | 462.97
314400 | PSSu E S 4DI-T | HQ | 51.38
314405 | PSSu E S 4DO 0.5-T | HQ | 59.61
314406 | PSSu E S 4DO 0.5-TD | HQ | 65.11
314410 | PSSu E S 2DO 2-T | HQ | 70.72
314411 | PSSu E S 2DO 2-TD | HQ | 73.73
314434 | PSSu K F EI CV-T | HT | 787.37
314445 | PSSu E S 4AI U-T | HQ | 318.64
314450 | PSSu E S 2AI I se-T | HQ | 249.43
314465 | PSSu E S 4AO U-T | HQ | 336.72
314480 | PSSu E S ABS SSI-T | HQ | 355.4
314485 | PSSu E S INC-T | HQ | 409.61
314486 | PSSu E S INC 24V se -T | HQ | 356.18
314490 | PSSu E S 2AI RTD-T | HQ | 223.03
314500 | PSSu E S 2AI TC-T | HQ | 223.03
314515 | PSSu E S RS232-T | HQ | 391.97
314516 | PSSu E S RS485-T | HQ | 414.48
314600 | PSSu BP 1/8 S-T | HP | 17.21
314601 | PSSu BP 1/8 C-T | HP | 17.21
314602 | PSSu BP 1/8 S-TJ | HP | 43.9
314603 | PSSu BP 1/8 C-TJ | HP | 41.29
314610 | PSSu BP-C 1/8 S-T | HP | 17.21
314611 | PSSu BP-C 1/8 C-T | HP | 15.47
314612 | PSSu BP-C 1/8 S-TJ | HP | 43.9
314613 | PSSu BP-C 1/8 C-TJ | HP | 41.29
314618 | PSSu BP 1/12 S-T | HP | 20.45
314619 | PSSu BP 1/12 C-T | HP | 18.33
314620 | PSSu BP-C 1/12 S-T | HP | 20.45
314621 | PSSu BP-C 1/12 C-T | HP | 18.33
314622 | PSSu BP-C1 1/12 S-T | HP | 31.17
314623 | PSSu BP-C1 1/12 C-T | HP | 28.69
314628 | PSSu BP 2/16 S-T | HP | 45.77
314629 | PSSu BP 2/16 C-T | HP | 39.03
314630 | PSSu BP-C 2/16 S-T | HP | 41.65
314631 | PSSu BP-C 2/16 C-T | HP | 35.18
314650 | PSSu BS 1/8 S-T | HP | 17.21
314651 | PSSu BS 1/8 C-T | HP | 15.47
314652 | PSSu BS-R 1/8 S-T | HP | 17.21
314653 | PSSu BS-R 1/8 C-T | HP | 15.47
314654 | PSSu BS-R 2/8 S-T | HP | 41.65
314655 | PSSu BS-R 2/8 C-T | HP | 35.18
314656 | PSSu BS 2/8 S-T | HP | 41.65
314657 | PSSu BS 2/8 C-T | HP | 35.18
314902 | PSSu A EC-T | HR | 19.95
315070 | PSSu H PLC1 FS SN SD-R | NB | 3357.27
315071 | PSSu H PLC1 FS SN SD M12-R | NB | 3419.64
315085 | PSSu H FS SN SD-R | IU | 1057.43
315086 | PSSu H FS SN SD M12-R | IU | 1119.8
315185 | PSSu E F PS-P-R | HS | 91.79
315192 | PSSu E F PS2-R | HS | 209.77
315200 | PSSu E F 4DI-R | HT | 171.73
315201 | PSSu E F 2DI 60-R | HT | 171.73
315210 | PSSu E F 4DO 0.5-R | HT | 221.6
315215 | PSSu E F 2DO 2-R | HT | 248.83
315220 | PSSu E F DI OZ 2-R | HT | 186.19
315225 | PSSu E F 2DOR 8-R | HT | 351.56
315260 | PSSu E F AI I-R | HT | 302.94
315265 | PSSu E F AI U-R | HT | 302.94
316010 | PSS67 IO1 16FDI | PU | 1201.96
316011 | PSS67 Cap 7/8" | QD | 6.97
317801 | PASkey SD Card 4GB | J4 | 168.55
317910 | PASunits 500 | J2 | 102.94
317920 | PASunits 1000 | J2 | 137.41
317930 | PASunits 5000 | J2 | 652.33
317940 | PASunits 10000 | J2 | 1235.83
317990 | PASunits UI 12M | J2 | 3432.69
317999 | PASkey | J4 | 130.41
325110 | FB/F10/1SEC.POT 470KOHM | FC | 45.16
325406 | FB/F10/30SEC.POT. 5MO | FC | 45.16
326301 | FB/F11/10 SEC. | FC | 47.94
326401 | FB/F11/30SEC. | FC | 47.94
326611 | FB/F11/180SEK. | FC | 47.94
326701 | FB/F11/1000SEC. | FC | 47.94
326901 | FB/F11/4,7KO NEUTR. SKALA 0-10 | FC | 47.94
326902 | FB/F11/1KO NEUTR.SKALA 0-10 | FC | 47.94
326903 | FB/F11/10KO NEUTR. SKALA 0-10 | FC | 47.94
327080 | PSS u2 ES PSP -R | JN | 85.83
327101 | PSS u2 EF 8DI -R | IM | 187.6
327133 | PSS u2 EF 4DO 2A -R | IM | 241.61
327150 | PSS u2 EF 2DO R 8A -R | IM | 166.7
327810 | PSS u2 B 4 -R | IO | 99
328061 | PSS u2 P0 F/S PN | IK | 813.17
328062 | PSS u2 P0 F/S PN2 | IK | 462.34
328071 | PSS u2 P0 F/S EIP | IK | 799.55
328072 | PSS u2 P0 F/S EIP2 | IK | 462.34
328080 | PSS u2 ES PSP | JN | 70.23
328085 | PSS u2 ES 16PTD 24V | JO | 70.23
328090 | PSS u2 ES 16PT 0V | JO | 29.26
328091 | PSS u2 ES 16PT FE | JO | 29.26
328092 | PSS u2 ES 8PTD 24V 0V | JO | 46.82
328101 | PSS u2 EF 8DI | IM | 146.32
328131 | PSS u2 EF 8DO 0.5A | IM | 158.02
328133 | PSS u2 EF 4DO 2A | IM | 152.17
328140 | PSS u2 EF 2DO TP 2A | IM | 134.61
328150 | PSS u2 EF 2DO R 8A | IM | 152.17
328200 | PSS u2 EF 2AI I | IM | 230
328206 | PSS u2 ES 8DI NPN | IN | 70.23
328300 | PSS u2 ES 4DI | IN | 38.98
328301 | PSS u2 ES 8DI | IN | 58.53
328303 | PSS u2 ES 16DI | IN | 99.5
328308 | PSS u2 ES 6DI 120V AC | IN | 70.23
328310 | PSS u2 ES 4DID | IN | 52.67
328311 | PSS u2 ES 8DID | IN | 81.94
328400 | PSS u2 ES 4DOD 0.5A | IN | 58.53
328401 | PSS u2 ES 8DOD 0.5A | IN | 87.78
328402 | PSS u2 ES 16DOD 0.5A | IN | 134.61
328410 | PSS u2 ES 4DOD 2A | IN | 81.94
328420 | PSS u2 ES 4DO R 8A | IN | 128.76
328421 | PSS u2 ES 4DO SR 0.5A | IN | 99.5
328500 | PSS u2 ES 4AI U | IN | 245.8
328520 | PSS u2 ES 4AI I | IN | 245.8
328540 | PSS u2 ES 4AI RTD/TC | IN | 240.63
328551 | PSS u2 ES 4AO U/I | IN | 245.8
328770 | PSS u2 ES 4IOL | IN | 228.24
328810 | PSS u2 B 4 | IO | 76.08
328811 | PSS u2 B 1 | IO | 64.37
328831 | PSS u2 T 9 SD (1 pc.) | IP | 9.36
328836 | µSD Memory Card 1GB industrial | IP | 48.81
328840 | PSS u2 T 8 (1 pc.) | IP | 5.85
328841 | PSS u2 T 8 (10 pcs.) | IP | 55.59
328842 | PSS u2 T 8 (5 x 10 pcs.) | IP | 263.35
328850 | PSS u2 T 16 (1 pc.) | IP | 10.53
328851 | PSS u2 T 16 (10 pcs.) | IP | 100.08
328852 | PSS u2 T 16 (5 x 10 pcs.) | IP | 474.05
328860 | PSS u2 A CE E (10 pcs.) | IP | 4.68
328861 | PSS u2 A CE T (10 pcs.) | IP | 4.68
328910 | PSS u2 A LC E1 (10 pcs.) | IP | 4.68
328911 | PSS u2 A LC E2 (10 pcs.) | IP | 5.85
328912 | PSS u2 A LC T3 (10 pcs.) | IP | 8.19
328913 | PSS u2 A LA E1 (10 pcs.) | IP | 23.41
328914 | PSS u2 A LA E2 (10 pcs.) | IP | 23.41
328916 | PSS u2 A LC B4 (10 pcs.) | IP | 4.68
329302 | PSS u2 PS1 -R | JN | 384.6
374007 | H-REDUZIERRING | FC | 5.63
374280 | PNOZ X Set plug in screw terminals P1+P2 | FN | 10.34
374281 | PNOZ X Set plug in screw terminals P3+P4 | FN | 20.7
374282 | PNOZ X Set plug in screw terminals P5+P5 | FN | 20.7
374290 | PNOZ X Set spring loaded terminals P1+P2 | FN | 10.34
374291 | PNOZ X Set spring loaded terminals P3+P4 | FN | 20.7
374292 | PNOZ X Set spring loaded terminals P5+P5 | FN | 20.7
375002 | H-MONTAGESOCKEL P-75 | FN | 6.19
375300 | Adaptor PCMCIA to CompactFlash | FD | 41.06
375311 | Protective Cover PMI 6,5"/16 cm | FD | 61.2
375314 | Protective Cover PMI 12.1"/31cm | FD | 91.73
375316 | Protective Cover PMI 15.0"/38cm | FD | 112.19
380000 | SafetyNET p Cable | UJ | 3.81
380001 | SN CAB RJ45s RJ45s, 0,5m | UI | 40.99
380003 | SN CAB RJ45s RJ45s, 1m | UI | 50.82
380005 | SN CAB RJ45s RJ45s, 2m | UI | 54.96
380007 | SN CAB RJ45s RJ45s, 5m | UI | 55.77
380009 | SN CAB RJ45s RJ45s, 10m | UI | 71.88
380070 | Stripping Tool | IB | 168.57
380071 | Crimping Tool | NQ | 1238.52
380200 | PSS67 Cable M8sf M12sm, 3m | UI | 27.2
380201 | PSS67 Cable M8sf M12sm, 5m | UI | 30.39
380202 | PSS67 Cable M8sf M12sm, 10m | UI | 38.78
380203 | PSS67 Cable M8sf M12sm, 30m | UI | 72.13
380204 | PSS67 Cable M8af M12sm, 3m | UI | 27.2
380205 | PSS67 Cable M8af M12sm, 5m | UI | 30.39
380206 | PSS67 Cable M8af M12sm, 10m | UI | 38.78
380207 | PSS67 Cable M8af M12sm, 30m | UI | 72.13
380208 | PSS67 Cable M12sf M12sm, 3m | UI | 30.16
380209 | PSS67 Cable M12sf M12sm, 5m | UI | 36.31
380210 | PSS67 Cable M12sf M12sm, 10m | UI | 48.62
380211 | PSS67 Cable M12sf M12sm, 30m | UI | 95.38
380212 | PSS67 Cable M12af M12am, 3m | UI | 30.16
380213 | PSS67 Cable M12af M12am, 5m | UI | 36.31
380214 | PSS67 Cable M12af M12am, 10m | UI | 48.62
380215 | PSS67 Cable M12af M12am, 30m | UI | 95.38
380220 | PSS67 cable M12-5sf, M12-5sm, 20m | UI | 67.7
380222 | PSS67 Adapter Cable M8af M12sm, 2m | UK | 26.47
380223 | PSS67 Adapter Cable M8sf M12am, 2m | UK | 26.47
380249 | PSS67 Supply Cable IN sf OUT sm, B, 0.5m | UI | 29.3
380250 | PSS67 Supply Cable IN sf OUT sm, B, 3m | UI | 40
380251 | PSS67 Supply Cable IN sf OUT sm, B, 5m | UI | 42.45
380252 | PSS67 Supply Cable IN sf OUT sm, B, 10m | UI | 53.55
380253 | PSS67 Supply Cable IN af OUT am, B, 3m | UI | 40
380254 | PSS67 Supply Cable IN af OUT am, B, 5m | UI | 42.45
380255 | PSS67 Supply Cable IN af OUT am, B, 10m | UI | 53.55
380256 | PSS67 Supply Cable IN sf, B, 3m | UI | 28.93
380257 | PSS67 Supply Cable IN sf, B, 5m | UI | 31.38
380258 | PSS67 Supply Cable IN sf, B, 10m | UI | 42.45
380259 | PSS67 Supply Cable IN af, B, 3m | UI | 28.93
380260 | PSS67 Supply Cable IN af, B, 5m | UI | 24.4
380261 | PSS67 Supply Cable IN af, B, 10m | UI | 42.45
380300 | PSEN ma adapter | UK | 28.55
380301 | PSEN cs adapter | UK | 32.99
380302 | PSEN op1.1 adapter | UK | 31.5
380303 | PSEN op1.2 adapter | UK | 30.28
380304 | PSEN opt M12 Transmitter adapter | UK | 30.28
380305 | PSEN op 2H Receiver adapter | UK | 30.28
380306 | PSEN op M12 V1 Receiver adapter | UK | 36.44
380307 | PSEN op M12 V2 Receiver adapter | UK | 36.2
380308 | PSS67 M12 connector,straight,male,5pole | UL | 13.54
380309 | PSS67 M12 connector straight,female,5pol | UL | 13.54
380310 | PSS67 M12 connector, angled, male, 5pole | UL | 13.54
380311 | PSS67 M12 connector, angled,female,5pole | UL | 13.54
380312 | PSS67 M12 connector,straight,male,5poleB | UL | 18.72
380313 | PSS67 M12 con.,straight,female,5pole,B | UL | 18.72
380314 | PSS67 M12 connector,angled,male,5pole,B | UL | 18.72
380315 | PSS67 M12 con.,angled,female,5pole,B | UL | 18.72
380316 | M12 con., straight, male, 4 pin, D | UL | 35.59
380317 | M12 con., straight, female, 5 pin, L, S | UL | 53.53
380318 | M12 con., straight, male, 5 pin, L, S | UL | 53.53
380320 | PSS67 I/O Cable | UJ | 3.69
380321 | PSS67 Supply cable 5x0.5 | UJ | 2.95
380322 | PSEN op2/4 M12 Transmitter ad | UL | 30.28
380323 | PSEN op2/4 M12 Receiver ad | UL | 30.28
380324 | Caps for IP67 moduls | NQ | 4.71
380325 | PSEN sl adapter | UK | 32.99
380326 | PSEN op4F/H Receiver adapter | UK | 29.78
380328 | Acc/MA/caps L-coded/M12 | NQ | 2.26
380350 | PSEN T M12 | UL | 17.61
380400 | SafetyNET p Connector RJ45s | UL | 21.17
380401 | RJ45 Connector | UL | 18.96
380700 | PDP67 cable M12-8sm, 2m | UI | 22.16
380701 | PDP67 cable M12-8sm, 5m | UI | 31.01
380702 | PDP67 cable M12-8sm, 10m | UI | 42.21
380703 | PDP67 cable M12-8sm, 20m | UI | 61.92
380704 | PDP67 cable M12-8sm, 30m | UI | 85.77
380705 | PDP67 cable M12-5sm, 3m | UI | 15.26
380706 | PDP67 cable M12-5sm, 10m | UI | 23.14
380707 | PDP67 cable M12-5sm, 20m | UI | 36.56
380708 | PDP67 cable M12-5sm, 30m | UI | 55.26
380709 | PDP67 cable M12-5sm, 5m | UI | 17.61
380710 | PDP67 Cable M12-5sf M12-5sm, 0.5m | UI | 17.85
380711 | PDP67 Cable M12-5sf M12-5sm, 1m | UI | 19.68
380712 | PDP67 Cable M12-5sf M12-5sm, 1.5m | UI | 21.53
380713 | PDP67 Cable M12-5sf M12-5sm, 2m | UI | 22.77
400110 | PIT es2.11 operator black | IR | 20.01
400111 | PIT es2.12 key-operator black | IR | 64.1
400112 | PIT es2.13 operator illuminated black | IR | 67.19
400131 | PIT es1s | IR | 19.66
400132 | PIT es2s | IR | 23.82
400133 | PIT es3s | IR | 60.55
400134 | PIT es4s | IR | 69.28
400135 | PIT es5s | IR | 28.25
400138 | PIT es8s | IR | 57.97
400143 | PIT es3s-c | IR | 60.55
400200 | PIT es box 72 x 72 x 61 mm | IS | 15.47
400203 | PIT es box flex yellow | IS | 24.37
400204 | PIT es box flex grey | IS | 24.37
400220 | PIT es box flex bracket | IS | 15.21
400222 | PIT es wrench | IS | 11.68
400300 | PIT esb2.1 contact block 1 n/c | IQ | 5.77
400301 | PIT esb1.2 safe contact block 2 n/c | IQ | 17.32
400302 | PIT esb2.2 contact block 2 n/c | IQ | 9.94
400303 | PIT esb2.3 contact block 2 n/c 1n/o | IQ | 14.86
400304 | PIT esb1.3 safe contact block 2n/c 1n/o | IQ | 22.47
400305 | PIT esb1.1 safe contact block 1 n/c | IQ | 12.89
400306 | PIT esb2.4 contact block 1 n/c 1 n/o | IQ | 9.94
400307 | PIT esb1.4 safe contact block 1 n/c 1n/o | IQ | 17.32
400308 | PIT esc6c 2n/c 1n/o | IQ | 22.1
400309 | PIT esc8c 1n/c 1n/o | IQ | 18.19
400310 | PIT esc3 contact block 1 n/o | IQ | 5.77
400311 | PIT esc3c | IQ | 5.77
400315 | PIT esc1 safe contact block 1 n/c | IQ | 12.16
400316 | PIT esc1c | IQ | 11.91
400320 | PIT esc2 contact block 1 n/c | IQ | 5.77
400321 | PIT esc2c | IQ | 5.77
400324 | PIT esc4 | IQ | 17.44
400330 | PIT MHR3 holder for 3 contact blocks | IS | 1.48
400331 | PIT es holder3c | IS | 2.32
400334 | PIT es backplate symbol | IS | 5.16
400335 | PIT es backplate language | IS | 6.45
400340 | PIT MHR5 holder for 5 contact blocks | IS | 2.34
400342 | PIT EF LED 1 PCB | QN | 79.7
400360 | PIT esb 6.10 contact block 2n/c | IQ | 19.64
400366 | PIT esb6.16 safe contact block 1n/c 1n/o | IQ | 11.17
400430 | PIT es Set1s-1 | EV | 32.18
400431 | PIT es Set1s-1c | EV | 32.18
400432 | PIT es Set1s-5 | EV | 36.22
400433 | PIT es Set1s-5c | EV | 36.22
400434 | PIT es Set2s-5 | EV | 40.41
400435 | PIT es Set2s-5c | EV | 40.41
400436 | PIT es Set3s-5 | EV | 77.13
400437 | PIT es Set3s-5c | EV | 77.13
400438 | PIT es Set5s-5 | EV | 44.71
400439 | PIT es Set5s-5c | EV | 44.71
400441 | PIT es Set7u-5 | EV | 41.14
400442 | PIT es Set7u-5c | EV | 41.14
400443 | PIT es Set8s-5 | EV | 74.43
400444 | PIT es Set8s-5c | EV | 74.43
400445 | PIT es Set1s-6 | EV | 41.28
400446 | PIT es Set1s-6c | EV | 41.28
400447 | PIT es Set1s-5 s | EV | 44.95
400448 | PIT es Set1s-5cs | EV | 44.95
400449 | PIT es Set3s-5 s | EV | 75.05
400450 | PIT es Set5s-5 s | EV | 41.38
400451 | PIT es Set6u-5 cr | EV | 83.76
400452 | PIT es Set1s-6 s | EV | 49.61
400453 | PIT es Set1s-5ns | EV | 92.73
400454 | PIT es Set3s-5ns | EV | 153.65
400455 | PIT es Set6u-5nr | EV | 103.28
400457 | PIT es Set9u-7 | EV | 40.65
400458 | PIT es Set9u-5 | EV | 34.52
400459 | PIT es Set9u-5c | EV | 34.52
400460 | PIT es Set10u-5c PCB | QN | 159.26
400461 | PIT es Set10u-5ns | QN | 195.5
400462 | PIT es Set10u-5ns AIDA | QN | 195.5
400463 | PIT es Set10u-5ns basic | QN | 216.6
400464 | PIT es Set10u-5ns AIDA basic | QN | 212.35
400465 | PIT es Set3s-5ns AIDA | EV | 153.65
400510 | PIT es Set3.1: es3.11 / 2 n/c | EV | 36.85
400511 | PIT es Set3.2: es3.11 / 2 n/c 1 n/o | EV | 42.13
400520 | PIT es Set4.1: es3.11 / box / 2 n/c | EV | 45.68
400521 | PIT es Set4.2: es3.11 / box / 2 n/c 1 n/ | EV | 50.6
400531 | PIT es1u | IR | 19.66
400532 | PIT es2u | IR | 23.82
400533 | PIT es3u | IR | 60.55
400534 | PIT es4u | IR | 69.28
400535 | PIT es5u | IR | 28.25
400537 | PIT es7u | IR | 24.68
400538 | PIT es8u | IR | 57.97
400539 | PIT es9u | IR | 18.66
400540 | PIT es10u | QN | 85.85
400543 | PIT es3u-c | IR | 60.55
400601 | PIT es5.12 key operator protect | IR | 67.55
400610 | PIT es6.10 operator red | IR | 19.2
400620 | PIT es Set6.1: es6.10 / 2n/c | EV | 32.67
401100 | PIT js2 | EW | 466.07
401101 | PIT js2 bc | EW | 466.07
401110 | PIT en1.0p-5m-s | K3 | 324.43
401111 | PIT en1.0a-5m-s | K3 | 266.78
401112 | PIT en1.1a-5m-s | K3 | 369.39
401200 | PIT js holder | IT | 51.78
401201 | PIT en1.0 holder | K4 | 60.22
402230 | PIT m3.2p | NE | 351.76
402231 | PIT m3.2p machine tools pictogram | NE | 351.76
402240 | PIT m3.3p | NE | 260.55
402241 | PIT m3.3p machine tools pictogram | NE | 260.55
402250 | PIT m4SEU | NE | 280.96
402251 | PITmode fusion | NE | 584.59
402255 | PITreader base unit | NE | 313.73
402256 | PITreader S base unit | NE | 349.37
402281 | PIT m3 key2 mode 1 | NE | 23.09
402282 | PIT m3 key2 mode 2 | NE | 23.09
402283 | PIT m3 key2 mode 3 | NE | 23.09
402284 | PIT m3 key2 mode 4 | NE | 23.09
402285 | PIT m3 key2 mode service | NE | 23.09
402291 | PIT m3 key2hq mode 1 | NE | 39.77
402292 | PIT m3 key2hq mode 2 | NE | 39.77
402293 | PIT m3 key2hq mode 3 | NE | 39.77
402294 | PIT m3 key2hq mode 4 | NE | 39.77
402295 | PIT m3 key2hq mode service | NE | 39.77
402299 | PITmode Starter-Set | NE | 396.78
402301 | PIT m3p terminal set spring load | NE | 14.11
402302 | PIT m3.2p terminal set spring load | NE | 14.36
402303 | PIT m3.2p screw terminal set angled | NE | 14.36
402305 | PIT m3.2p screw terminal set | NE | 14.36
402306 | PIT m4SEU terminal set spring load | NE | 20.79
402307 | PITreader connector spring load | NE | 10.71
402308 | PITreader key adapter h | NE | 61.73
402310 | PITreader nut set | NE | 11.97
402311 | PIT oe 4S | VK | 121.53
402313 | PIT oe USB | VK | 136.35
402314 | PIT oe ETH | VK | 153
402315 | PIT oe ETH 5V | VK | 153
402316 | PIT oe USB connector spring load | VK | 10.63
402317 | PIT oe USB sealing cap | VK | 17.17
402318 | PIT oe ETH connector spring load | VK | 9.68
402319 | PIT oe ETH sealing cap | VK | 16.51
402320 | PITreader card unit | NE | 387.6
402321 | PITreader S card unit | NE | 423.3
402322 | PITreader card cap | NE | 19.28
402323 | PITreader card holder | NE | 52.5
402325 | PIT oe DIN rail adapter | VK | 24.5
402330 | PITreader card ye g | NE | 25.73
402331 | PITreader card ye 1 | NE | 25.73
402332 | PITreader card ye 2 | NE | 25.73
402333 | PITreader card ye 3 | NE | 25.73
402334 | PITreader card ye 4 | NE | 25.73
402335 | PITreader card ye 5 | NE | 25.73
402339 | PITreader card ye 5 service | NE | 25.73
402340 | PITreader sticker ye g | NE | 19.43
402341 | PITreader sticker ye 1 | NE | 19.43
402342 | PITreader sticker ye 2 | NE | 19.43
402343 | PITreader sticker ye 3 | NE | 19.43
402344 | PITreader sticker ye 4 | NE | 19.43
402345 | PITreader sticker ye 5 | NE | 19.43
402349 | PITreader sticker ye 5 service | NE | 19.43
402350 | PIT User Authentication Service Lizenz | VY | 408
402351 | PIT UAS – Audit Log Licence | VY | 450
407710 | S1SW P 24-240VACDC UM 0-690VAC/DC | FB | 367.63
490190 | P3WP3P Set spring loaded terminals | FB | 70.38
490192 | P3WP3P C/10A/230VAC | FB | 638.32
490193 | P3WP3P C/5A/400VAC | FB | 625.81
502220 | PSEN 2.1p-20/PSEN 2.1-20 /8mm/1unit | GH | 57.06
502221 | PSEN 2.1p-21/PSEN 2.1-20 /8mm/LED/1unit | GH | 64.06
502224 | PSEN 2.1p-24/PSEN2.1-20/8mm/LED/EX/1unit | GH | 78.4
502226 | PSEN 2.1a-20/PSEN 2.1-20/8mm /5m/1unit | GH | 67.69
502227 | PSEN 2.1b-20/PSEN 2.1-20 /8mm/10m/1unit | GH | 74.54
502250 | PSEN 2.1b-26/PSEN2.1-20/8mm/10m/EX/1unit | GH | 94.78
503220 | PSEN 2.2p-20/PSEN2.2-20/8mm 1unit | GH | 66.62
503221 | PSEN 2.2p-21/PSEN2.2-20/LED/8mm 1unit | GH | 70.13
503224 | PSEN 2.2p-24/PSEN2.2-20/LED/8mm/ATEX | GH | 106.5
504220 | PSEN 1.1p-20/PSEN 1.1-20/8mm/ 1unit | GI | 70.92
504222 | PSEN 1.1p-22/PSEN 1.1-20/8mm/ix1/ 1unit | GI | 67.43
504223 | PSEN 1.1p-23/PSEN 1.1-20/8mm/ATEX/ 1unit | GI | 97.14
504224 | PSEN 1.1p-29/PSEN 1.1-20/7mm/ix1/ 1unit | GI | 67.43
504225 | PSEN 1.1p-25/PSEN 1.1-20/8mm/ATEX/ix1 | GI | 102.02
504226 | PSEN 1.1a-20/PSEN 1.1-20 /8mm/5m/1unit | GI | 84.91
504227 | PSEN 1.1b-20/PSEN 1.1-20/8mm/10m/1unit | GI | 91.91
504228 | PSEN 1.1a-22/PSEN 1.1-20 /8mm/5m/ix1/1un | GI | 81.42
504229 | PSEN 1.1b-22/PSEN 1.1-20 /8mm/10m/ix1/1u | GI | 88.4
504250 | PSEN 1.1b-23/PSEN1.1-20/8mm/10m/EX/1unit | GI | 118.63
504251 | PSEN 1.1b-25/PSEN1.1-20/8mm/10m/EX/1unit | GI | 118.63
505220 | PSEN 1.2p-20/PSEN 1.2-20/8mm/ 1unit | GI | 77.14
505222 | PSEN 1.2p-22/PSEN 1.2-20/8mm/ix1/ 1unit | GI | 73.76
505223 | PSEN 1.2p-23/PSEN 1.2-20/8mm/ATEX/ 1unit | GI | 111.81
505225 | PSEN 1.2p-25/PSEN 1.2-20/8mm/ATEX/ix1 | GI | 111.81
506219 | PSEN ma1.3b-29/PSEN ma1.3-08/8mm/1 unit | GI | 85.29
506220 | PSEN ma1.3a-20/PSEN ma1.3-08/8mm/1unit | GI | 68.19
506221 | PSEN ma1.3a-22/PSEN ma1.3-08/8mm/1unit | GI | 65.82
506222 | PSEN ma1.3b-20/PSEN ma1.3-08/8mm/1unit | GI | 73.79
506223 | PSEN ma1.3b-22/PSEN ma1.3-08/8mm/1unit | GI | 72.92
506226 | PSEN ma1.3p-20/PSEN ma1.3-08/8mm/1unit | GI | 75.43
506227 | PSEN ma1.3p-22/PSEN ma1.3-08/8mm/ix1/1un | GI | 73.79
506228 | PSEN ma1.3n-20/PSEN ma1.3-08/8mm/1unit | GI | 72.92
506229 | PSEN ma1.3-20M12/8-0.15m/PSENma1.3-08/1u | GI | 75.43
506230 | PSEN ma1.3a-20/PSEN ma1.3-12/12mm/1unit | GI | 70.68
506231 | PSEN ma1.3a-22/PSEN ma1.3-12/12mm/ix1/1u | GI | 68.94
506232 | PSEN ma1.3b-20/PSEN ma1.3-12/12mm/1unit | GI | 79.42
506233 | PSEN ma1.3b-22/PSEN ma1.3-12/12mm/ix1/1u | GI | 76.92
506236 | PSEN ma1.3p-20/PSEN ma1.3-12/12mm/1unit | GI | 77.67
506237 | PSEN ma1.3p-22/PSEN ma1.3-12/12mm/ix1/1u | GI | 76.16
506238 | PSEN ma1.3n-20/PSEN ma1.3-12/12mm/1unit | GI | 75.43
506239 | PSEN ma1.3-20M12/8-0.15m/PSENma1.3-12/1u | GI | 77.67
506240 | PSEN ma1.3a-21/PSEN ma1.3-08/VA/1U | GI | 104.77
506241 | PSEN ma1.3a-27/PSEN ma1.3-08/IX/VA/1U | GI | 103.52
506242 | PSEN ma1.3b-21/PSEN ma1.3-08/VA/1U | GI | 111.01
506243 | PSEN ma1.3b-27/PSEN ma1.3-08/IX/VA/1U | GI | 109.77
506246 | PSEN ma1.3n-20/PSEN ma1.3-08/VA/1U | GI | 98.53
506247 | PSEN ma1.3-22M12/8/PSENma1.3-08/IX/VA/1U | GI | 97.28
506249 | PSEN ma1.3-20 M12/8/PSEN ma1.3-08/VA/1U | GI | 98.53
506254 | PSEN ma1.3b-24/PSEN ma1.3-08/EX/VA/1U | GI | 119.75
506255 | PSEN ma1.3b-28/PSEN ma1.3-08/IX/EX/VA/1U | GI | 118.5
506300 | PSEN ma1.4-03mm 1actuator | GI | 10.11
506301 | PSEN ma1.4-10mm 1actuator | GI | 12.74
506302 | PSEN ma1.4a-50/ 1switch | GI | 55.32
506303 | PSEN ma1.4a-52/ 1switch | GI | 53.95
506304 | PSEN ma1.4a-51/ 1switch | GI | 68.94
506305 | PSEN ma1.4a-57/ 1switch | GI | 67.43
506308 | PSEN ma1.4p-50/ 1switch | GI | 48.44
506309 | PSEN ma1.4p-52/ 1switch | GI | 47.07
506310 | PSEN ma1.4p-51/ 1switch | GI | 59.94
506311 | PSEN ma1.4p-57/ 1switch | GI | 59.07
506312 | PSEN ma1.4n-50/ 1switch | GI | 51.69
506313 | PSEN ma1.4n-51/ 1switch | GI | 63.19
506314 | PSEN ma1.4-51 M12/8-0.15m 1switch | GI | 63.19
506318 | PSEN ma1.4p-59 1switch | GI | 58.57
506320 | PSEN ma1.4a-50/PSEN ma1.4-03mm/ 1unit | GI | 62.44
506321 | PSEN ma1.4a-52/PSEN ma1.4-03mm/ 1unit | GI | 60.92
506322 | PSEN ma1.4a-50/PSEN ma1.4-10mm/ 1unit | GI | 62.44
506323 | PSEN ma1.4a-52/PSEN ma1.4-10mm/ 1unit | GI | 60.92
506324 | PSEN ma1.4a-51/PSEN ma1.4-03mm/ 1unit | GI | 67.93
506325 | PSEN ma1.4a-57/PSEN ma1.4-03mm/ 1unit | GI | 66.44
506326 | PSEN ma1.4a-51/PSEN ma1.4-10mm/ 1unit | GI | 67.93
506327 | PSEN ma1.4a-57/PSEN ma1.4-10mm/ 1unit | GI | 66.44
506332 | PSEN ma1.4p-50/PSEN ma1.4-03mm/ 1unit | GI | 55.58
506333 | PSEN ma1.4p-52/PSEN ma1.4-03mm/ 1unit | GI | 54.19
506334 | PSEN ma1.4p-50/PSEN ma1.4-10mm/ 1unit | GI | 55.58
506335 | PSEN ma1.4p-52/PSEN ma1.4-10mm/ 1unit | GI | 54.19
506336 | PSEN ma1.4p-51/PSEN ma1.4-03mm/ 1unit | GI | 61.18
506337 | PSEN ma1.4p-57/PSEN ma1.4-03mm/ 1unit | GI | 59.07
506338 | PSEN ma1.4p-51/PSEN ma1.4-10mm/ 1unit | GI | 61.18
506339 | PSEN ma1.4p-57/PSEN ma1.4-10mm/ 1unit | GI | 59.07
506340 | PSEN ma1.4n-50/PSEN ma1.4-03mm/ 1unit | GI | 58.94
506341 | PSEN ma1.4n-51/PSEN ma1.4-03mm/ 1unit | GI | 64.44
506342 | PSEN ma1.4n-50/PSEN ma1.4-10mm/ 1unit | GI | 58.94
506343 | PSEN ma1.4n-51/PSEN ma1.4-10mm/ 1unit | GI | 74.8
506344 | PSEN ma1.4-51M12/8-0.15m/PSENma1.4-03/1u | GI | 64.44
506345 | PSEN ma1.4-51M12/8-0.15m/PSENma1.4-10/1u | GI | 74.8
506348 | PSEN ma1.4p-59/PSEN ma1.4-10 1unit | GI | 66.07
506400 | PSEN ma2.1p-10/3mm/1switch | GH | 48.33
506401 | PSEN ma2.1p-11/LED/3mm/1switch | GH | 55.44
506402 | PSEN ma2.1p-30/6mm/1switch | GH | 50.33
506403 | PSEN ma2.1p-31/LED/6mm/1switch | GH | 57.19
506404 | PSEN ma2.1p-34/6mm/LED/ATEX 1switch | GH | 80.55
506405 | PSEN ma2.1p-10/PSEN2.1-10/3mm/1unit | GH | 56.43
506406 | PSEN ma2.1p-11/PSEN2.1-10/LED/3mm/1unit | GH | 63.56
506407 | PSEN ma2.1p-30/PSEN2.1-10/6mm/1unit | GH | 60.06
506408 | PSEN ma2.1p-31/PSEN2.1-10/LED/6mm/1unit | GH | 67.18
506409 | PSEN ma1.1p-10/3mm/1switch | GI | 61.55
506410 | PSEN ma1.1p-12/3mm/ix1/1switch | GI | 58.07
506411 | PSEN ma1.1p-10/PSEN1.1-10/3mm/1unit | GI | 70.81
506412 | PSEN ma1.1p-12/PSEN1.1-10/3mm/ix1/1unit | GI | 67.18
506413 | PSEN ma2.1p-34/PSEN2.1-10-06/LED/ATEX/1u | GH | 80.55
512110 | PSEN 2.1-10 / 1 actuator | GH | 11.23
512120 | PSEN 2.1-20/1actuator | GH | 12.11
513120 | PSEN 2.2-20 / 1 actuator | GH | 14.28
514110 | PSEN 1.1-10 / 1 actuator | GI | 12.11
514120 | PSEN 1.1-20 / 1 actuator | GI | 15.36
515120 | PSEN 1.2-20 / 1 actuator | GI | 14.28
516120 | PSEN ma1.3-08/1actuator | GI | 13.73
516130 | PSEN ma1.3-12/1actuator | GI | 19.22
516140 | PSEN ma1.3-08/VA/1actuator | GI | 24.85
516145 | PSEN ma1.3-08/EX/VA/1actuator | GI | 31.11
522120 | PSEN 2.1p-20/8mm/1switch | GH | 48.81
522121 | PSEN 2.1p-21/8mm/LED/1switch | GH | 55.44
522126 | PSEN 2.1a-20/8mm/5m /1switch | GH | 59.56
522127 | PSEN 2.1b-20/8mm/10m/ 1switch | GH | 66.07
523120 | PSEN 2.2p-20 /8mm 1 switch | GH | 59.34
523121 | PSEN 2.2p-21/LED/8mm 1 switch | GH | 61.55
524120 | PSEN 1.1p-20/8mm/ 1 switch | GI | 59.94
524124 | PSEN 1.1p-29/7mm/ix1/ 1 switch | GI | 45.59
524126 | PSEN 1.1a-20 /8mm/5m/1switch | GI | 70.18
524127 | PSEN 1.1b-20 /8mm/10m/1switch | GI | 76.8
524128 | PSEN 1.1a-22 /8mm/5m/ix1/1switch | GI | 66.93
524129 | PSEN 1.1b-22/8mm /10m/ix1/1switch | GI | 73.54
525120 | PSEN 1.2p-20/8mm/ 1 switch | GI | 63.9
525122 | PSEN 1.2p-22/8mm/ix1/ 1 switch | GI | 60.39
526120 | PSEN ma1.3a-20/1switch | GI | 53.56
526121 | PSEN ma1.3a-22/1switch | GI | 51.19
526122 | PSEN ma1.3b-20/1switch | GI | 59.94
526123 | PSEN ma1.3b-22/1switch | GI | 58.32
526126 | PSEN ma1.3p-20/1switch | GI | 61.69
526127 | PSEN ma1.3p-22/1switch | GI | 60.19
526128 | PSEN ma1.3n-20/1switch | GI | 59.44
526129 | PSEN ma1.3-20 M12/8-0.15m 1switch | GI | 61.69
526240 | PSEN ma1.3a-21/VA/1switch | GI | 86.04
526241 | PSEN ma1.3a-27/IX/VA/1switch | GI | 84.79
526242 | PSEN ma1.3b-21/VA/1switch | GI | 92.29
526243 | PSEN ma1.3b-27/IX/VA/1switch | GI | 91.03
526246 | PSEN ma1.3n-20/VA/1switch | GI | 79.79
526247 | PSEN ma1.3-22 M12/8/IX/VA/1switch | GI | 78.55
526249 | PSEN ma1.3-20 M12/8/VA/1switch | GI | 79.79
526254 | PSEN ma1.3b-24/EX/VA/1switch | GI | 102.27
526255 | PSEN ma1.3b-28/IX/EX/VA/1switch | GI | 99.78
532108 | PSEN cs bracket stop swinging door | GG | 61.63
532109 | PSEN cs bracket stop sliding door | GG | 61.63
532110 | PSEN Winkel / bracket | GJ | 25.59
532111 | PSEN mag/cs bracket straight | GG | 42.54
532112 | PSEN cs1/2 bracket cable fix | GG | 20.08
532113 | PSEN cs key adapter V | VT | 56
532114 | PSEN cs key adapter bracket | VT | 21.82
533110 | PSEN Kabel Winkel/cable angleplug 2m | UI | 11.7
533111 | PSEN Kabel Gerade/cable straightplug 2m | UI | 11.7
533120 | PSEN Kabel Winkel/cable angleplug 5m | UI | 15.88
533121 | PSEN Kabel Gerade/cable straightplug 5m | UI | 15.88
533130 | PSEN Kabel Winkel/cable angleplug 10m | UI | 23.26
533131 | PSEN Kabel Gerade/cable straightplug 10m | UI | 23.26
533140 | PSEN Kabel Winkel/cable angleplug 30m | UI | 47.76
533141 | PSEN Kabel Gerade/cable straightplug 30m | UI | 47.76
533150 | PSEN cable M8-8sf, 2m | UI | 22.77
533151 | PSEN cable M8-8sf, 5m | UI | 30.53
533152 | PSEN cable M8-8sf, 10m | UI | 41.6
533153 | PSEN cable M8-8sf, 20m | UI | 60.19
533154 | PSEN cable M8-8sf, 30m | UI | 84.31
533155 | PSEN cable M8-8sf M8-sm, 0.5m | UI | 37.18
533156 | PSEN cable M8-8sf M8-8sm, 1m | UI | 38.4
533157 | PSEN cable M8-8sf M8-8sm, 2m | UI | 40.86
533158 | PSEN cable M8-8sf M8-8sm, 5m | UI | 48.37
533159 | PSEN cable M8-8sf M8-8sm, 10m | UI | 61.17
533160 | PSEN cable M8-8sf M8-8sm, 20m | UI | 85.19
533161 | PSEN cable M8-8sf M8-8sm, 30m | UI | 107.09
533162 | PSEN cable M8-8af, 10m | UI | 41.6
533170 | PSEN cable M12-5sf VA 5m | UI | 23.99
533171 | PSEN cable M12-5sf VA 10m | UI | 33.11
533180 | PSEN cable M12-5sf/M12-5sm VA 5m | UI | 42.71
533181 | PSEN cable M12-5sf/M12-5sm VA 10m | UI | 51.07
533190 | PSEN cable M12-8sf VA 5m | UI | 36.31
533191 | PSEN cable M12-8sf VA 10m | UI | 49.36
533193 | PSEN cable M12-8sf VA 30m | UI | 92.2
534310 | PSEN Distanzplatte / spacer (10 pcs.) | GJ | 99.29
534311 | PSEN ma1.4 spacer (10 pcs.) | GJ | 99.29
534320 | PSEN reverse spacer (2 pcs.) | GJ | 17.58
535109 | PSEN ix0 F1 mag | GJ | 36.26
535110 | PSEN i1 Interface für 4 PSEN 2 | GJ | 51.28
535111 | PSEN ix2 F4 code | PR | 60.78
535112 | PSEN ix2 F8 code | PR | 77.63
535120 | PSEN ix1 Interface für 4 PSEN 1 | GJ | 72.62
535130 | PSEN im1 | FZ | 65.01
540000 | PSEN cs1.1p / PSEN cs1.1 1 Unit | GF | 140.98
540003 | PSEN cs1.1n / PSEN cs1.1 1 Unit | GF | 138.07
540005 | PSEN cs1.13p / PSEN cs1.1 / ATEX 1 Unit | GF | 214.39
540010 | PSEN b1 | I5 | 162.44
540015 | PSEN b5 | I5 | 202.13
540020 | PSEN b2 | I5 | 202.98
540021 | PSEN b2.1 | I5 | 202.98
540030 | PSEN b3 | I5 | 160.85
540040 | PSEN b4 | I5 | 201.65
540041 | PSEN b4.1 | I5 | 201.65
540050 | PSEN cs1.1p 1 switch | GF | 133.02
540053 | PSEN cs1.1n 1switch | GF | 130.1
540080 | PSEN cs1.1 1 actuator | GF | 19.2
540100 | PSEN cs2.1p / PSEN cs2.1 1Unit | GF | 185.77
540103 | PSEN cs2.1n / PSEN cs2.1 1 Unit | GF | 181.96
540105 | PSEN cs2.13p / PSEN cs2.1 / ATEX | GF | 282.42
540120 | SDD ES SET SCREW TERMINALS | PS | 21.53
540121 | SDD ES SET SPRING LOADED TERMINALS | PS | 21.53
540130 | SDD ES ETH | PQ | 322.73
540137 | SDD ES EIP | PQ | 323.89
540138 | SDD ES PROFINET | PQ | 426.42
540150 | PSEN cs2.1p 1 switch | GF | 175.33
540153 | PSEN cs2.1n 1switch | GF | 171.4
540180 | PSEN cs2.1 1 actuator | GF | 19.2
540200 | PSEN cs2.2p / PSEN cs2.1 1 Unit | GF | 212.15
540203 | PSEN cs2.2n / PSEN cs2.1 1 Unit | GF | 207.77
540253 | PSEN cs2.2n 1switch | GF | 195.65
540303 | PSEN cs1.19n/PSEN cs1.19 1sw/3actuators | GF | 270.41
540304 | PSEN cs1.19n/PSEN cs1.19 1sw+OSSD1&2 | GF | 200.71
540305 | PSEN cs1.19n/PSEN cs1.19 1sw+OSSD1+OSSD2 | GF | 235.5
540308 | PSEN screw M4x10 10pcs | GJ | 2.18
540309 | PSEN screw M4x12 10pcs | GJ | 2.18
540310 | PSEN screw M4x16 10pcs | GJ | 2.18
540311 | PSEN screw M5x10 10pcs | GJ | 2.42
540312 | PSEN screw M5x20 10pcs | GJ | 2.9
540313 | PSEN screw M4x20 10pcs | GJ | 2.18
540314 | PSEN screw M4x26 10pcs | GJ | 2.18
540315 | PSEN Y junction M12 SENSOR | UK | 20.44
540316 | PSEN Y junction M12 cable channel | UK | 20.44
540317 | PSEN Y junction M8 SENSOR | UK | 20.44
540318 | PSEN Y junction M8 cable channel | UK | 20.44
540319 | PSEN cable axial M12 8-pole 3m | UI | 25.85
540320 | PSEN cable axial M12 8-pole 5m | UI | 31.02
540321 | PSEN cable axial M12 8-pole 10m | UI | 42.21
540322 | PSEN cable angle M12 8-pole 3m | UI | 25.85
540323 | PSEN cable angle M12 8-pole 5m | UI | 31.02
540324 | PSEN cable angle M12 8-pole 10m | UI | 42.21
540325 | PSEN cable angle M12 8-pole 30m | UI | 85.8
540326 | PSEN cable axial M12 8-pole 30m | UI | 85.8
540327 | PSEN Y junction M8-M12/M12 | UK | 43.69
540328 | PSEN Y junction M12-M12/M12 | UK | 43.69
540329 | PSEN converter M8-8sf -- M12-8sm | UK | 31.76
540331 | PSEN T junction (auxiliary contact) M12 | UK | 35.07
540332 | PSEN/PDP67 M12-8sf screw terminals | UL | 26.23
540333 | PSEN cable M12-8sf, 20m | UI | 61.92
540334 | PSEN/PDP67 M12-8sm screw terminals | UL | 24.49
540335 | PSENcs3/cs4,PSENma1.4 act caps (50 pcs.) | GG | 25.26
540337 | PSEN Y junction M8-M12/M12 PIGTAIL | UK | 43.71
540338 | PSEN Y junction M12-M12/M12 PIGTAIL | UK | 43.71
540340 | PSEN cable M12-8sf M12-8sm, 2m | UI | 40.86
540341 | PSEN cable M12-8sf M12-8sm, 5m | UI | 48.37
540342 | PSEN cable M12-8sf M12-8sm, 10m | UI | 61.17
540343 | PSEN cable M12-8sf M12-8sm, 20m | UI | 85.19
540344 | PSEN cable M12-8sf M12-8sm, 30m | UI | 107.09
540345 | PSEN cable M12-8sf M12-8sm, 0,5m | UI | 36.44
540346 | PSEN cable M12-8sf M12-8sm, 1m | UI | 37.79
540347 | PSEN cable M12-8sf M12-8sm, 1,5m | UI | 38.66
540353 | PSEN cs1.19n 1 switch | GF | 165.9
540380 | PSEN cs1.19-OSSD1&2 1actuator | GF | 34.79
540382 | PSEN cs1.19-OSSD1 1actuator | GF | 34.79
540383 | PSEN cs1.19-OSSD2 1actuator | GF | 34.79
541003 | PSEN cs3.1n / PSEN cs3.1 1 Unit | NI | 109.89
541009 | PSEN cs3.1 M12/8-0.15m/PSEN cs3.1 1Unit | NI | 111.01
541010 | PSEN cs3.1p /PSEN cs3.1 1unit | NI | 111.01
541011 | PSEN cs3.1a /PSEN cs3.1 1unit | NI | 111.01
541012 | PSEN cs3.1b /PSEN cs3.1 1unit | NI | 117.75
541014 | PSEN cs3.1 M12/8-1.5m/PSEN cs3.1 1unit | NI | 112.14
541053 | PSEN cs3.1n 1switch | NI | 85.2
541059 | PSEN cs3.1 M12/8-0.15m 1switch | NI | 86.31
541060 | PSEN cs3.1p 1switch | NI | 86.31
541061 | PSEN cs3.1a 1switch | NI | 86.31
541062 | PSEN cs3.1b 1 switch | NI | 97.54
541064 | PSEN cs3.1 M12/8-1.5m 1switch | NI | 89.68
541065 | PSEN cs3.1p Key 1 switch | VT | 86.31
541080 | PSEN cs3.1 1 actuator | NI | 15.26
541087 | PSEN cs3.1 low profile glue 1 actuator | NI | 25.7
541088 | PSEN cs3.1 low profile screw 1 actuator | NI | 28.6
541103 | PSEN cs4.1n / PSEN cs4.1 1 Unit | NI | 144.69
541109 | PSEN cs4.1 M12/8-0.15m/PSEN cs4.1 1Unit | NI | 145.81
541110 | PSEN cs4.1p /PSEN cs4.1 1unit | NI | 145.81
541111 | PSEN cs4.1a /PSEN cs4.1 1unit | NI | 145.81
541112 | PSEN cs4.1b / PSENcs 4.1 1unit | NI | 149.74
541114 | PSEN cs4.1 M12/8-1.5m/PSEN cs4.1 1unit | NI | 148.06
541153 | PSEN cs4.1n 1switch | NI | 118.87
541159 | PSEN cs4.1 M12/8-0.15m 1switch | NI | 122.24
541160 | PSEN cs4.1p 1switch | NI | 119.99
541161 | PSEN cs4.1a 1switch | NI | 119.99
541162 | PSEN cs4.1b 1switch | NI | 119.99
541180 | PSEN cs4.1 1 actuator | NI | 15.26
541181 | PSEN cs4.1 Key gy1 | VT | 26.87
541182 | PSEN cs4.1 Key gy2 | VT | 26.87
541183 | PSEN cs4.1 Key gy3 | VT | 26.87
541184 | PSEN cs4.1 Key gy4 | VT | 26.87
541186 | PSEN cs4.1 Key bl | VT | 26.87
541187 | PSEN cs4.1 low profile glue 1 actuator | NI | 25.7
541188 | PSEN cs4.1 low profile screw 1 actuator | NI | 28.6
541203 | PSEN cs4.2n / PSEN cs4.1 1 Unit | NI | 159.27
541209 | PSEN cs4.2 M12/8-0.15m/PSEN cs4.1 1Unit | NI | 160.41
541210 | PSEN cs4.2p /PSEN cs4.1 1unit | NI | 160.41
541211 | PSEN cs4.2a /PSEN cs4.1 1unit | NI | 160.41
541253 | PSEN cs4.2n 1switch | NI | 131.22
541259 | PSEN cs4.2 M12/8-0.15m 1switch | NI | 133.47
541260 | PSEN cs4.2p 1switch | NI | 131.22
541261 | PSEN cs4.2a 1switch | NI | 131.22
541265 | PSEN cs4.2p Key 1 switch | VT | 131.22
541303 | PSEN cs3.19n/PSEN cs3.19 1sw/3actuators | NI | 234.38
541304 | PSEN cs3.19n/PSEN cs3.19 1sw+OSSD1&2 | NI | 174.22
541305 | PSEN cs3.19n/PSEN cs3.19 1sw+OSSD1+OSSD2 | NI | 204.29
541353 | PSEN cs3.19n 1 switch | NI | 144.25
541380 | PSEN cs3.19-OSSD1&2 1actuator | NI | 30.09
541382 | PSEN cs3.19-OSSD1 1actuator | NI | 30.09
541383 | PSEN cs3.19-OSSD2 1actuator | NI | 30.09
542000 | PSEN cs5.1p/PSEN cs5.1 1unit | KA | 94.85
542003 | PSEN cs5.1n/PSEN cs5.1 M12 1unit | KA | 93.95
542005 | PSEN cs5.13 M12/8/PSEN cs5.13 M12 EX 1u | KA | 179.49
542009 | PSEN cs5.1 M12/8/PSEN cs5.1 M12 1unit | KA | 94.85
542011 | PSEN cs5.11 M12/8/PSEN cs5.11 M12 1unit | KA | 128.97
542013 | PSEN cs5.11n/PSEN cs5.11 M12 1UNIT | KA | 127.86
542050 | PSEN cs5.1p 1switch | KA | 78.47
542051 | PSEN cs5.11 M12/8 1switch | KA | 112.14
542053 | PSEN cs5.1n 1switch | KA | 78.47
542055 | PSEN cs5.13 M12/8 EX 1switch | KA | 165.12
542059 | PSEN cs5.1 M12/8 1switch | KA | 78.47
542063 | PSEN cs5.11n 1switch | KA | 112.14
542080 | PSEN cs5.1 1actuator | KA | 14.36
542081 | PSEN cs5.11 M12 1actuator | KA | 22.34
542083 | PSEN cs5.1 M12 1actuator | KA | 14.36
542085 | PSEN cs5.13 M12 EX 1actuator | KA | 14.36
542087 | PSEN cs5.1 low profile glue 1 actuator | KA | 25.7
542088 | PSEN cs5.1 low profile screw 1 actuator | KA | 28.6
542100 | PSEN cs6.1p/PSEN cs6.1 1unit | KA | 132.33
542103 | PSEN cs6.1n/PSEN cs6.1 M12 1unit | KA | 125.6
542109 | PSEN cs6.1 M12/8/PSEN cs6.1 M12 1unit | KA | 132.33
542111 | PSEN cs6.11 M12/8/PSEN cs6.11 M12 1unit | KA | 143.34
542113 | PSEN cs6.11n/PSEN cs6.11 M12 1UNIT | KA | 142.34
542150 | PSEN cs6.1p 1switch | KA | 116.63
542151 | PSEN cs6.11 M12/8 1switch | KA | 126.74
542153 | PSEN cs6.1n 1switch | KA | 116.63
542159 | PSEN cs6.1 M12/8 1switch | KA | 116.63
542163 | PSEN cs6.11n 1switch | KA | 126.74
542180 | PSEN cs6.1 1actuator | KA | 14.36
542181 | PSEN cs6.11 M12 1actuator | KA | 24.13
542183 | PSEN cs6.1 M12 1actuator | KA | 14.36
542187 | PSEN cs6.1 low profile glue 1 actuator | KA | 25.7
542188 | PSEN cs6.1 low profile screw 1 actuator | KA | 28.6
542200 | PSEN cs6.2p/PSEN cs6.1 1unit | KA | 142.11
542203 | PSENcs 6.2n/PSENcs 6.1 M12 1unit | KA | 141.66
542209 | PSEN cs6.2 M12/8/PSEN cs6.1 M12 1unit | KA | 142.11
542211 | PSEN cs6.21 M12/8/PSEN cs6.11 M12 1unit | KA | 152.65
542213 | PSEN cs6.21n/PSEN cs6.11 M12 1UNIT | KA | 149.74
542250 | PSEN cs6.2p 1switch | KA | 127.86
542251 | PSEN cs6.21 M12/8 1switch | KA | 134.59
542253 | PSEN cs6.2n 1switch | KA | 126.74
542259 | PSEN cs6.2 M12/8 1switch | KA | 127.86
542263 | PSEN cs6.21n 1switch | KA | 134.59
544011 | PSEN enc s1 eCAM | JA | 1335.2
544012 | PSEN enc s2 eCAM | JA | 1335.2
544021 | PSEN enc m1 eCAM | JA | 1862.5
544022 | PSEN enc m2 eCAM | JA | 1862.5
570000 | PSEN me1S / 1AS | GK | 161.47
570001 | PSEN me1S / 1AR | GK | 206.42
570004 | PSEN me1M / 1AS | GK | 170.45
570005 | PSEN me1M / 1AR | GK | 216.85
570006 | PSEN me1.2S / 1AS | GK | 191.3
570007 | PSEN me1.2S / 1AR | GK | 236.15
570008 | PSEN me1.21S / 1AR | GK | 245.52
570011 | PSEN me1.02S/AS M12 | GK | 177.01
570012 | PSEN me1.02S/AR M12 | GK | 214.97
570013 | PSEN me1.02M/AS M12 | GK | 177.01
570014 | PSEN me1.02M/AR M12 | GK | 214.97
570015 | PSEN me1.03M/AS n | GK | 177.01
570016 | PSEN me1.02S / AS | GK | 161.47
570017 | PSEN me1.02S / AA | GK | 161.47
570101 | PSEN me1AS | GM | 26.06
570102 | PSEN me1AR | GM | 55.18
570103 | PSEN me1AA | GK | 55.18
570200 | PSEN me2 / 2AS | GL | 33.5
570201 | PSEN me2 / 2AR | GL | 54.22
570205 | PSEN me2AS | GM | 12.02
570206 | PSEN me2AR | GM | 51.74
570210 | PSEN me3 / 2AS | GL | 35.7
570212 | PSEN me3 / 2AR | GL | 56.16
570220 | PSEN me3.1 / 2AS | GL | 37.93
570222 | PSEN me3.1 / 2AR | GL | 58.63
570230 | PSEN me3.2 / 2AS | GL | 39.38
570232 | PSEN me3.2 / 2AR | GL | 60.73
570240 | PSEN me4 / 4AS | GL | 34.55
570241 | PSEN me4.01 / 4AS | GL | 46.52
570245 | PSEN me4.1 / 4AS | GL | 36.36
570246 | PSEN me4.11 / 4AS | GL | 46.91
570250 | PSEN me4.21 / 4AS | GL | 49.27
570251 | PSEN me4.2 / 4AS | GL | 39.38
570260 | PSEN me4AS | GM | 12.02
570270 | PSEN hs1.1p | E7 | 159.77
570271 | PSEN hs1.2p | E7 | 159.77
570280 | PSEN hs1 hinge | E8 | 37.49
570281 | PSEN hs kit1 | E8 | 12.54
570300 | PSEN rs1.0-300 | ED | 162.31
570301 | PSEN rs1.0-175 | ED | 162.31
570302 | PSEN rs2.0-300 | ED | 181.92
570303 | PSEN rs2.0-175 | ED | 181.92
570304 | PSEN rsm 1.0-300-0-0-0 | VP | 66.3
570305 | PSEN rsm 2.0-300-1-0-0 | VP | 58.09
570306 | PSEN rsm 2.0-300-0-0-0 | VP | 58.09
570307 | PSEN rsm 1.0-300-0-2-0 | VP | 90.36
570308 | PSEN rsm 1.0-300-0-1-0 | VP | 90.36
570310 | PSEN rs spring 175 | EE | 68.78
570311 | PSEN rs spring 300 | EE | 68.78
570312 | PSEN rs pulley 75 | EE | 24.99
570313 | PSEN rs pulley flex | EE | 12.42
570314 | PSEN rs rope d3/d4 50m | EE | 127.21
570315 | PSEN rs rope d3/d4 100m | EE | 254.02
570316 | PSEN rsm turnbuckle | EE | 9.09
570317 | PSEN rsm turnbuckle nut | EE | 8.22
570318 | PSEN rsm rope thimble | EE | 8.68
570319 | PSEN rsm rope clamp | EE | 7.21
570350 | PSEN cable M12-12sf 2m | UI | 29.67
570351 | PSEN cable M12-12sf 3m | UI | 32.12
570352 | PSEN cable M12-12sf 5m | UI | 37.05
570353 | PSEN cable M12-12sf 10m | UI | 48.13
570354 | PSEN cable M12-12sf 20m | UI | 70.28
570355 | PSEN cable M12-12sf 30m | UI | 87.51
570356 | PSEN cable M12-12sf 50m | UI | 119.52
570357 | PSEN cable M12-12sf/M12-12sm 1m | UI | 31.5
570358 | PSEN cable M12-12sf/M12-12sm 2m | UI | 36.44
570359 | PSEN cable M12-12sf/M12-12sm 3m | UI | 40.13
570360 | PSEN cable M12-12sf/M12-12sm 5m | UI | 45.06
570361 | PSEN cable M12-12sf/M12-12sm 10m | UI | 56.13
570362 | PSEN cable M12-12sf/M12-12sm 20m | UI | 77.06
570400 | PSEN ml b 1.1 unit | OR | 379.2
570401 | PSEN ml b 1.1 switch | OR | 329.04
570402 | PSEN ml b 2.1 unit | OR | 392.56
570403 | PSEN ml b 2.1 switch | OR | 341.07
570404 | PSEN ml b 2.2 unit | OR | 402.28
570405 | PSEN ml b 2.2 switch | OR | 351.21
570406 | PSEN ml s 1.1 unit | OR | 381.6
570407 | PSEN ml s 1.1 switch | OR | 331.42
570408 | PSEN ml s 2.1 unit | OR | 394.96
570409 | PSEN ml s 2.1 switch | OR | 343.47
570410 | PSEN ml s 2.2 unit | OR | 404.68
570411 | PSEN ml s 2.2 switch | OR | 353.6
570424 | PSEN ml ba 1.1 unit | OR | 379.2
570425 | PSEN ml ba 1.1 switch | OR | 329.04
570426 | PSEN ml ba 2.1 unit | OR | 392.56
570427 | PSEN ml ba 2.1 switch | OR | 341.07
570428 | PSEN ml ba 2.2 unit | OR | 402.28
570429 | PSEN ml ba 2.2 switch | OR | 351.21
570430 | PSEN ml sa 1.1 unit | OR | 381.6
570431 | PSEN ml sa 1.1 switch | OR | 331.42
570432 | PSEN ml sa 2.1 unit | OR | 394.96
570433 | PSEN ml sa 2.1 switch | OR | 343.47
570434 | PSEN ml sa 2.2 unit | OR | 404.68
570435 | PSEN ml sa 2.2 switch | OR | 353.6
570436 | PSEN ml s 1.1 unit r | OR | 381.6
570460 | PSEN ml escape release | OS | 59.03
570461 | PSEN ml auxiliary release hd1 | OS | 83.54
570462 | PSEN ml escape release extension | OS | 8.25
570463 | PSEN ml escape release cordset 1,5m hd1 | OS | 183.89
570466 | PSEN ml escape release cordset 0,5m | OS | 105.03
570467 | PSEN ml escape release cordset 0,75m | OS | 105.03
570468 | PSEN ml escape release cordset 1,0m | OS | 105.03
570469 | PSEN ml escape release cordset 1,25m | OS | 105.03
570470 | PSEN ml escape release cordset 1,5m | OS | 105.03
570471 | PSEN ml escape release cordset 2,0m | OS | 106.52
570472 | PSEN ml escape release cordset 2,5m | OS | 106.95
570473 | PSEN ml escape release cordset 3,0m | OS | 113.41
570474 | PSEN ml escape release cordset 3,5m | OS | 116.99
570475 | PSEN ml escape release cordset 4,0m | OS | 119.39
570476 | PSEN ml mounting plate angled | OS | 39.75
570480 | PSEN ml 1.1 actuator | OR | 55.46
570481 | PSEN ml 2.1 actuator | OR | 58.76
570482 | PSEN ml 1.1 round actuator | OR | 56.04
570483 | PSEN ml 2.1 round actuator | OR | 58.76
570484 | PSEN ml actuator 10° adapter | OS | 60.32
570485 | PSEN ml actuator center ring | OS | 23.78
570486 | PSEN ml Y junction M12 | UK | 20.44
570487 | PSEN ml end adapter | UK | 20.44
570488 | PSEN ml / PDP67 Y junction M12 | UK | 20.44
570489 | PSEN ml / PSENcs Y junction M12 | UK | 20.44
570490 | PSEN ml mounting plate | OS | 39.75
570491 | PSEN ml / PDP67 Y junction PR | UK | 60.93
570492 | PSEN ml bracket sliding door | OS | 32.8
570493 | PSEN ml bracket swinging door 70 | OS | 39.75
570494 | PSEN ml bracket swinging door 80 | OS | 39.75
570495 | PSEN ml door handle sliding door | OS | 90.34
570496 | PSEN ml door handle swinging door 70 | OS | 86.4
570497 | PSEN ml door handle swinging door 80 | OS | 87.49
570498 | PSEN screw set bracket swinging door | OS | 2.18
570499 | PSEN screw set bracket sliding door | OS | 1.9
570500 | PSEN sl-0.5p 1.1 / PSEN sl-0.5 1unit | I2 | 442.88
570501 | PSEN sl-0.5p 2.1 / PSEN sl-0.5 1unit | I2 | 457.16
570502 | PSEN sl-0.5p 2.2 / PSEN sl-0.5 1unit | I2 | 479.1
570503 | PSEN sl-0.5n 1.1 / PSEN sl-0.5 1unit | I2 | 442.88
570504 | PSEN sl-0.5n 2.1 / PSEN sl-0.5 1unit | I2 | 457.16
570505 | PSEN sl-0.5n 2.2 / PSEN sl-0.5 1unit | I2 | 479.1
570510 | PSEN sl-0.5p 1.1 1switch | I2 | 375.49
570511 | PSEN sl-0.5p 2.1 1switch | I2 | 388.11
570513 | PSEN sl-0.5n 1.1 1switch | I2 | 375.49
570514 | PSEN sl-0.5n 2.1 1switch | I2 | 388.11
570520 | PSEN sl-0.5 1.1 1actuator | I2 | 86.58
570521 | PSEN sl-0.5 2.1 1actuator | I2 | 89.49
570522 | PSEN sl-0.5fm 1.1 1actuator | I2 | 86.58
570523 | PSEN sl-0.5fm 2.1 1actuator | I2 | 89.49
570550 | PSEN sl bracket swing door | IA | 20.3
570551 | PSEN sl bracket sliding door | IA | 29.31
570552 | PSEN sl restart interlock (padlock) | IA | 126.78
570560 | PSEN sl-0.5p 1.1 / PSEN sl-0.5fm 1unit | I2 | 449.75
570561 | PSEN sl-0.5p 2.1 / PSEN sl-0.5fm 1unit | I2 | 463.59
570562 | PSEN sl-0.5p 2.2 / PSEN sl-0.5fm 1unit | I2 | 485.3
570563 | PSEN sl-0.5n 1.1 / PSEN sl-0.5fm 1unit | I2 | 457.16
570564 | PSEN sl-0.5n 2.1 / PSEN sl-0.5fm 1unit | I2 | 471.27
570565 | PSEN sl-0.5n 2.2 / PSEN sl-0.5fm 1unit | I2 | 493.25
570570 | PSEN sl-0.5p 3.1 / PSEN sl-0.5 1unit | I2 | 442.88
570571 | PSEN sl-0.5p 4.1 / PSEN sl-0.5 1unit | I2 | 457.16
570572 | PSEN sl-0.5p 4.2 / PSEN sl-0.5 1unit | I2 | 479.1
570573 | PSEN sl-0.5p 3.1 / PSEN sl-0.5fm 1unit | I2 | 442.88
570574 | PSEN sl-0.5p 4.1 / PSEN sl-0.5fm 1unit | I2 | 457.16
570575 | PSEN sl-0.5p 4.2 / PSEN sl-0.5fm 1unit | I2 | 479.1
570577 | PSEN sl-0.5p 3.1 | I2 | 375.49
570578 | PSEN sl-0.5p 4.1 | I2 | 388.11
570581 | PSEN sl-0.5p 6.1/PSEN sl-0.5 1unit | I2 | 469.09
570584 | PSEN sl-0.5p 6.1/PSEN sl-0.5fm 1unit | I2 | 469.09
570588 | PSEN sl-0.5p 6.1 | I2 | 399.77
570600 | PSEN sl-1.0p 1.1 / PSEN sl-1.0 1unit | I2 | 539.9
570601 | PSEN sl-1.0p 2.1 / PSEN sl-1.0 1unit | I2 | 556.65
570602 | PSEN sl-1.0p 2.2 / PSEN sl-1.0 1unit | I2 | 584.24
570603 | PSEN sl-1.0n 1.1 / PSEN sl-1.0 1unit | I2 | 539.9
570604 | PSEN sl-1.0n 2.1 / PSEN sl-1.0 1unit | I2 | 556.65
570605 | PSEN sl-1.0n 2.2 / PSEN sl-1.0 1unit | I2 | 584.24
570610 | PSEN sl-1.0p 1.1 1switch | I2 | 478.84
570611 | PSEN sl-1.0p 2.1 1switch | I2 | 494.07
570613 | PSEN sl-1.0n 1.1 1switch | I2 | 478.84
570614 | PSEN sl-1.0n 2.1 1switch | I2 | 494.07
570620 | PSEN sl-1.0 1.1 1actuator | I2 | 102.1
570621 | PSEN sl-1.0 2.1 1actuator | I2 | 105.14
570622 | PSEN sl-1.0fm 1.1 1actuator | I2 | 102.1
570623 | PSEN sl-1.0fm 2.1 1actuator | I2 | 105.14
570630 | PSEN sl-1.0p 1.1 VA/PSEN sl-1.0 1unit | I2 | 744.11
570640 | PSEN sl-1.0p 1.1 VA 1switch | I2 | 571.87
570650 | PSEN sl-1.0 VA 1actuator | I2 | 205.73
570660 | PSEN sl-1.0p 1.1 / PSEN sl-1.0fm 1unit | I2 | 545.14
570661 | PSEN sl-1.0p 2.1 / PSEN sl-1.0fm 1unit | I2 | 561.6
570662 | PSEN sl-1.0p 2.2 / PSEN sl-1.0fm 1unit | I2 | 588.63
570663 | PSEN sl-1.0n 1.1 / PSEN sl-1.0fm 1unit | I2 | 554.17
570664 | PSEN sl-1.0n 2.1 / PSEN sl-1.0fm 1unit | I2 | 570.92
570665 | PSEN sl-1.0n 2.2 / PSEN sl-1.0fm 1unit | I2 | 598.36
570670 | PSEN sl-1.0p 3.1 / PSEN sl-1.0 1unit | I2 | 539.9
570671 | PSEN sl-1.0p 4.1 / PSEN sl-1.0 1unit | I2 | 556.65
570672 | PSEN sl-1.0p 4.2 / PSEN sl-1.0 1unit | I2 | 584.24
570673 | PSEN sl-1.0p 3.1 / PSEN sl-1.0fm 1unit | I2 | 539.9
570674 | PSEN sl-1.0p 4.1 / PSEN sl-1.0fm 1unit | I2 | 556.65
570675 | PSEN sl-1.0p 4.2 / PSEN sl-1.0fm 1unit | I2 | 584.24
570677 | PSEN sl-1.0p 3.1 | I2 | 478.84
570678 | PSEN sl-1.0p 4.1 | I2 | 494.07
570681 | PSEN sl-1.0p 6.1/PSEN sl-1.0 1unit | I2 | 568.72
570684 | PSEN sl-1.0p 6.1/PSEN sl-1.0fm 1unit | I2 | 568.72
570688 | PSEN sl-1.0p 6.1 | I2 | 506.15
570773 | PSEN sg2 cover 2pieces | J8 | 26.19
570777 | PSEN sg2c Set spring loaded terminals | J8 | 29.98
570793 | PSEN cable 200m-8x0.25mm² | UJ | 412.35
570800 | PSEN sg2c-3LPE unit | J7 | 751.34
570801 | PSEN sg2c-3LPE switch | J7 | 547.16
570802 | PSEN sg2c-3LBE unit | J7 | 809.95
570803 | PSEN sg2c-3LBE switch | J7 | 604
570804 | PSEN sg2c-3LPS unit | J7 | 765.06
570805 | PSEN sg2c-3LPS switch | J7 | 570.09
570806 | PSEN sg2c-3LBS unit | J7 | 823.53
570807 | PSEN sg2c-3LBS switch | J7 | 618.66
570808 | PSEN sg2c-3LPC unit | J7 | 748.23
570809 | PSEN sg2c-3LPC switch | J7 | 544.58
570810 | PSEN sg2c-3LBC unit | J7 | 807.25
570812 | PSEN sg2c-5LPLLE unit | J7 | 873.71
570813 | PSEN sg2c-5LPLLE switch | J7 | 724.35
570814 | PSEN sg2c-5LBLLE unit | J7 | 932.33
570815 | PSEN sg2c-5LBLLE switch | J7 | 764.23
570816 | PSEN sg2c-5LPLLS unit | J7 | 888.77
570817 | PSEN sg2c-5LPLLS switch | J7 | 738.73
570818 | PSEN sg2c-5LBLLS unit | J7 | 946.17
570820 | PSEN sg2c-5LPLLC unit | J7 | 867.74
570821 | PSEN sg2c-5LPLLC switch | J7 | 721.23
570822 | PSEN sg2c-5LBLLC unit | J7 | 928.4
570823 | PSEN sg2c-5LBLLC switch | J7 | 760.04
570824 | PSEN sg2c-5LPKLE-M12/5 unit | J7 | 952.29
570825 | PSEN sg2c-5LPKLE-M12/5 switch | J7 | 783.23
570826 | PSEN sg2c-5LBKLE-M12/5 unit | J7 | 976.15
570827 | PSEN sg2c-5LBKLE-M12/5 switch | J7 | 813.35
570828 | PSEN sg2c-5LPKLS-M12/5 unit | J7 | 965.7
570836 | PSENsg2c-5CCLLE unit | J7 | 781.88
570837 | PSENsg2c-5CCLLE switch | J7 | 586.91
570870 | PSEN sg escape release pin | J8 | 37.82
570871 | PSEN sg auxiliary release pin | J8 | 23.32
570875 | PSEN sg color covers (pushbutton) | J8 | 7.51
570880 | PSEN sg2c-3LPE 2.2 unit | J7 | 836.67
570882 | PSEN sg2c-5LPLLE 2.2 unit | J7 | 948.76
570884 | PSEN sg2c-5LPKLE-M12/5 2.2 unit | J7 | 1005.61
570890 | PSEN sg2 actuator | J7 | 238.51
581190 | PIT si3.1 indicator light unit | EY | 186.91
583200 | PSENvip TP | I1 | 9.67
583202 | PSENvip AP | I1 | 101.03
583203 | PSENvip AT mag | I1 | 96.81
583204 | PSENvip AT mech | I1 | 30.91
583205 | PSENvip MB | I1 | 42.83
583206 | PSENvip MS | I1 | 1201.22
583207 | PSENvip AT spring mount | I1 | 514.59
583210 | PSENvip AS2 | I1 | 100.54
583211 | PSENvip AP2 | I1 | 197.01
583215 | PSENvip AS2 R | I1 | 59.57
583216 | PSENvip AS2 E | I1 | 55.85
584100 | PSENvip R | HZ | 1950.78
584101 | PSENvip R LR | HZ | 3324.21
584200 | PSENvip E | HZ | 678.06
584300 | PSENvip IPM | HZ | 1980
584568 | PSEN cable M12-4sm MIOsm MOVE, 5m | UI | 145.33
584569 | PSEN cable M12-4sm MIOsm MOVE, 8m | UI | 173.8
584570 | PSEN cable M12-4sm MIOsm MOVE, 10m | UI | 200.39
584571 | PSEN cable M12-4sm MIOsm MOVE, 15m | UI | 266.47
584572 | PSEN cable M12-4sm MIOsm MOVE, 20m | UI | 332.7
620010 | PIT si 1.1 muting lamp | EY | 49.5
620015 | PIT si2.1 LED muting lamp | EY | 135.9
620020 | PIT si 1.2 muting lamp self monitoring | EY | 140.9
620100 | PITsign 7W replacement bulb | EZ | 7.11
630270 | PSEN op cable axial M12 4-p. shield. 20m | UI | 51.82
630280 | PSEN op cable axial M12 5-p. shield.0,5m | UI | 21.53
630281 | PSEN op cable axial M12 5-p. shield. 1m | UI | 22.77
630282 | PSEN op cable M12 4-p. 0,75m L-Muting | UI | 23.51
630294 | PSEN op cable reel 8-p. shield. 1000m | UI | 3528.03
630295 | PSEN op cableset | UK | 58.96
630296 | PSEN op cable axial M12 4-pole 30m | UI | 43.62
630297 | PSEN op cable axial M12 5-pole 30m | UI | 67.58
630298 | PSEN cable M12-5sf 20m | UI | 47.76
630300 | PSEN op cable axial M12 4-pole 3m | UI | 11.82
630301 | PSEN op cable axial M12 4-pole 5m | UI | 13.78
630302 | PSEN op cable axial M12 4-pole 10m | UI | 18.09
630303 | PSEN op cable axial M12 4-p. shield. 3m | UI | 24.24
630304 | PSEN op cable axial M12 4-p. shield. 5m | UI | 28.43
630305 | PSEN op cable axial M12 4-p. shield. 10m | UI | 36.56
630306 | PSEN op cable angle M12 4-p. shield. 3m | UI | 24.24
630307 | PSEN op cable angle M12 4-p. shield. 5m | UI | 28.43
630308 | PSEN op cable angle M12 4-p. shield. 10m | UI | 36.56
630309 | PSEN op cable axial M12 4-p. shield. 30m | UI | 68.44
630310 | PSEN op cable axial M12 5-pole 3m | UI | 19.44
630311 | PSEN op cable axial M12 5-pole 5m | UI | 22.41
630312 | PSEN op cable axial M12 5-pole 10m | UI | 31.39
630313 | PSEN op cable axial M12 8-p. shield. 3m | UI | 26.47
630314 | PSEN op cable axial M12 8-p. shield. 5m | UI | 33.35
630315 | PSEN op cable axial M12 8-p. shield. 10m | UI | 50.34
630316 | PSEN op cable angle M12 8-p. shield. 3m | UI | 26.47
630317 | PSEN op cable angle M12 8-p. shield. 5m | UI | 33.35
630318 | PSEN op cable angle M12 8-p. shield. 10m | UI | 50.34
630319 | PSEN op cable angle M12 4-p. shield. 30m | UI | 68.44
630323 | PSEN op Reflector | GT | 11.94
630324 | PSEN op Bracket | GT | 5.85
630325 | PSEN op Bracket kit | GT | 32.15
630326 | PSEN op Bracket kit adjustable | GT | 88.16
630327 | PSEN op Bracket kit antivibration | GT | 40.56
630328 | PSEN op cable axial M12 8-p. shield. 30m | UI | 94.65
630329 | PSEN op cable angle M12 8-p. shield. 30m | UI | 94.65
630340 | Laser pointer for PSEN 4/2 | GT | 272.28
630341 | PSEN op cable angle M12 4-pole 3m | UI | 19.74
630342 | PSEN op cable angle M12 4-pole 5m | UI | 13.78
630343 | PSEN op cable angle M12 4-pole 10m | UI | 18.09
630344 | PSEN op cable angle M12 4-pole 30m | UI | 42.9
630345 | PSEN op Testpiece F 14mm | GT | 22.4
630346 | PSEN op Testpiece H 30mm | GT | 22.4
630347 | PSEN op cable angle M12 5-pole 3m | UI | 19.44
630348 | PSEN op cable angle M12 5-pole 5m | UI | 22.41
630349 | PSEN op cable angle M12 5-pole 10m | UI | 31.39
630350 | PSEN op cable angle M12 5-pole 30m | UI | 67.58
630362 | PSEN op cable axial M12 4-pole 50m | UI | 91.55
630363 | PSEN op cable angle M12 4-pole 50m | UI | 61.92
630364 | PSEN op cable axial M12 5-pole 50m | UI | 101.67
630365 | PSEN op cable angle M12 5-pole 50m | UI | 101.67
630366 | PSEN op cable axial M12 4-p. shield. 50m | UI | 116.06
630367 | PSEN op cable angle M12 4-p. shield. 50m | UI | 106.48
630368 | PSEN op cable axial M12 8-p. shield. 50m | UI | 147.47
630369 | PSEN op cable angle M12 8-p. shield. 50m | UI | 147.47
630380 | PSEN op2S-1-1 | GN | 227.23
630381 | PSEN op4S-1-1 | GN | 263.76
630382 | PSEN op4S-1-2 | GN | 311.14
630712 | PSEN 2S/4S bracket | GT | 17.53
630720 | PSEN op2H-s-30-015/1 | GP | 542.86
630721 | PSEN op2H-s-30-030/1 | GP | 650.87
630722 | PSEN op2H-s-30-045/1 | GP | 763.89
630723 | PSEN op2H-s-30-060/1 | GP | 887.84
630724 | PSEN op2H-s-30-075/1 | GP | 990.74
630725 | PSEN op2H-s-30-090/1 | GP | 1119.95
630726 | PSEN op2H-s-30-105/1 | GP | 1256.82
630727 | PSEN op2H-s-30-120/1 | GP | 1392.59
630728 | PSEN op2H-s-30-135/1 | GP | 1527.65
630729 | PSEN op2H-s-30-150/1 | GP | 1694.35
630730 | PSEN op2H-s-30-165/1 | GP | 1847.54
630731 | PSEN op2H-s-30-180/1 | GP | 2000.73
630740 | PSEN op4F-s-14-015/1 | GR | 1086.94
630741 | PSEN op4F-s-14-030/1 | GR | 1485.63
630742 | PSEN op4F-s-14-045/1 | GR | 1903.18
630743 | PSEN op4F-s-14-060/1 | GR | 2283.6
630744 | PSEN op4F-s-14-075/1 | GR | 2660.99
630745 | PSEN op4F-s-14-090/1 | GR | 3057.36
630746 | PSEN op4F-s-14-105/1 | GR | 3434.73
630747 | PSEN op4F-s-14-120/1 | GR | 3812.23
630748 | PSEN op4F-s-14-135/1 | GR | 4181.68
630749 | PSEN op4F-s-14-150/1 | GR | 4596.68
630750 | PSEN op4F-s-14-165/1 | GR | 5011.45
630751 | PSEN op4F-s-14-180/1 | GR | 5426.45
630760 | PSEN op4H-s-30-015/1 | GS | 984.04
630761 | PSEN op4H-s-30-030/1 | GS | 1237.57
630762 | PSEN op4H-s-30-045/1 | GS | 1474.18
630763 | PSEN op4H-s-30-060/1 | GS | 1731.74
630764 | PSEN op4H-s-30-075/1 | GS | 1971.26
630765 | PSEN op4H-s-30-090/1 | GS | 2222.12
630766 | PSEN op4H-s-30-105/1 | GS | 2449.46
630767 | PSEN op4H-s-30-120/1 | GS | 2679.37
630768 | PSEN op4H-s-30-135/1 | GS | 2916.1
630769 | PSEN op4H-s-30-150/1 | GS | 3168.66
630770 | PSEN op4H-s-30-165/1 | GS | 3458.6
630771 | PSEN op4H-s-30-180/1 | GS | 3714.45
630772 | PSEN op bracket turnable (kit) | GT | 43.11
630800 | PSEN op4B-2-050/1 | GQ | 904.17
630801 | PSEN op4B-3-080/1 | GQ | 1064.18
630802 | PSEN op4B-4-090/1 | GQ | 1191.78
630803 | PSEN op4B-4-120/1 | GQ | 1380.05
630804 | PSEN op2B-2-050/1 | GO | 767.05
630805 | PSEN op2B-3-080/1 | GO | 910.13
630806 | PSEN op2B-4-090/1 | GO | 1029.11
630807 | PSEN op2B-4-120/1 | GO | 1175.23
630808 | PSEN op4B-L-050/1 | GQ | 1389.2
630809 | PSEN op4B-L-080/1 | GQ | 1590.35
630810 | PSEN op4B-T-050/1 | GQ | 1686.8
630811 | PSEN op4B-T-080/1 | GQ | 1933.76
630820 | PSEN op2.1 L-Muting Set | GT | 703.84
630821 | PSEN op2.2 T-Muting Set | GT | 1108.01
630822 | PSEN op2.3 L-Reflex | GT | 439.48
630823 | PSEN op2.4 L-Reflector | GT | 225.4
630824 | PSEN op muting bracket kit | GT | 49.08
630830 | PSEN op3.3 Reflex NO/NC M12 | GT | 124.46
630831 | PSEN op3.1 Receiver NO/NC M12 | GT | 110.44
630832 | PSEN op3.2 Emitter M12 | GT | 95.11
630900 | PSEN op Mirror-015/1 | GT | 148.69
630901 | PSEN op Mirror-060/1 | GT | 186.43
630902 | PSEN op Mirror-090/1 | GT | 207.38
630903 | PSEN op Mirror-120/1 | GT | 218.95
630904 | PSEN op Mirror-165/1 | GT | 260.71
630905 | PSEN op Mirror-190/1 | GT | 318.07
630906 | PSEN op Mirror Bracket Kit/1 | GT | 27.4
630910 | PSEN op Lens Shield-015/1 | GT | 121.66
630911 | PSEN op Lens Shield-030/1 | GT | 132
630912 | PSEN op Lens Shield-045/1 | GT | 134.44
630913 | PSEN op Lens Shield-060/1 | GT | 172.92
630914 | PSEN op Lens Shield-075/1 | GT | 162.69
630915 | PSEN op Lens Shield-090/1 | GT | 174.14
630916 | PSEN op Lens Shield-105/1 | GT | 183.03
630917 | PSEN op Lens Shield-120/1 | GT | 239.53
630918 | PSEN op Lens Shield-135/1 | GT | 249.63
630919 | PSEN op Lens Shield-150/1 | GT | 261.32
630920 | PSEN op Lens Shield-165/1 | GT | 271.43
630921 | PSEN op Lens Shield-180/1 | GT | 281.65
630922 | PSEN op Lens Shield-2-050 | GT | 149.78
630923 | PSEN op Lens Shield-3-080 | GT | 171.57
630924 | PSEN op Lens Shield-4-090 | GT | 179.25
630925 | PSEN op Lens Shield-4-120 | GT | 245.86
630930 | PSEN op67-69K-015/1 | GT | 432.66
630931 | PSEN op67-69K-030/1 | GT | 445.2
630932 | PSEN op67-69K-045/1 | GT | 457.99
630933 | PSEN op67-69K-060/1 | GT | 471.87
630934 | PSEN op67-69K-075/1 | GT | 484.52
630935 | PSEN op67-69K-090/1 | GT | 497.2
630936 | PSEN op67-69K-105/1 | GT | 511.09
630937 | PSEN op67-69K-120/1 | GT | 523.75
630938 | PSEN op67-69K-135/1 | GT | 536.53
630939 | PSEN op67-69K-150/1 | GT | 550.28
630940 | PSEN op67-69K-165/1 | GT | 562.97
630941 | PSEN op67-69K-180/1 | GT | 575.63
630950 | PSEN op Protective Column-060/1 | GT | 183.03
630951 | PSEN op Protective Column-090/1 | GT | 206.77
630952 | PSEN op Protective Column-120/1 | GT | 236.85
630953 | PSEN op Protective Column-165/1 | GT | 267.66
630954 | PSEN op Protective Column-190/1 | GT | 283
630955 | PSEN op Protective Base/1 | GT | 55.05
630956 | PSEN op Protective Bracket-4/1 | GT | 29.46
630957 | PSEN op Protective Bracket-6/1 | GT | 42.25
630960 | PSEN op Protective Bracket Mirror/1 | GT | 39.7
630961 | PSEN op Protective Column 2-050/1 | GT | 286.77
630962 | PSEN op Protective Column 3-080/1 | GT | 350.95
630963 | PSEN op Protective Column 4-090/1 | GT | 416.1
630964 | PSEN op Protective Column 4-120/1 | GT | 416.1
631000 | PSEN op4F-A-14-030/1 | JT | 2323.91
631001 | PSEN op4F-A-14-045/1 | JT | 2862.64
631002 | PSEN op4F-A-14-060/1 | JT | 3401.61
631003 | PSEN op4F-A-14-075/1 | JT | 3880.55
631004 | PSEN op4F-A-14-090/1 | JT | 4527.17
631005 | PSEN op4F-A-14-105/1 | JT | 4862.4
631006 | PSEN op4F-A-14-120/1 | JT | 5341.33
631007 | PSEN op4F-A-14-135/1 | JT | 5874.21
631008 | PSEN op4F-A-14-150/1 | JT | 6407.08
631009 | PSEN op4F-A-14-165/1 | JT | 6939.97
631010 | PSEN op4F-A-14-180/1 | JT | 7472.85
631020 | PSEN op4H-A-30-030/1 | JS | 2132.25
631021 | PSEN op4H-A-30-045/1 | JS | 2443.62
631022 | PSEN op4H-A-30-060/1 | JS | 2754.88
631023 | PSEN op4H-A-30-075/1 | JS | 3066.24
631024 | PSEN op4H-A-30-090/1 | JS | 3257.91
631025 | PSEN op4H-A-30-105/1 | JS | 3437.42
631026 | PSEN op4H-A-30-120/1 | JS | 3712.86
631027 | PSEN op4H-A-30-135/1 | JS | 4036.16
631028 | PSEN op4H-A-30-150/1 | JS | 4431.33
631029 | PSEN op4H-A-30-165/1 | JS | 4790.54
631030 | PSEN op4H-A-30-180/1 | JS | 5161.83
631040 | PSEN op2H-A-30-030/1 | JR | 1283.13
631041 | PSEN op2H-A-30-045/1 | JR | 1418.53
631042 | PSEN op2H-A-30-060/1 | JR | 1566.97
631043 | PSEN op2H-A-30-075/1 | JR | 1690.34
631044 | PSEN op2H-A-30-090/1 | JR | 1875.91
631045 | PSEN op2H-A-30-105/1 | JR | 2061.49
631046 | PSEN op2H-A-30-120/1 | JR | 2210.06
631047 | PSEN op2H-A-30-135/1 | JR | 2333.29
631048 | PSEN op2H-A-30-150/1 | JR | 2556.02
631049 | PSEN op2H-A-30-165/1 | JR | 2741.6
631050 | PSEN op2H-A-30-180/1 | JR | 2927.18
631055 | PSEN op pigtail emitter | UI | 19.69
631056 | PSEN op pigtail receiver b | UI | 25.73
631057 | PSEN op pigtail receiver m | UI | 34.21
631058 | PSEN op cascading 0,05m | UI | 21.42
631059 | PSEN op cascading 0,5m | UI | 23.02
631060 | PSEN op cascading 1m | UI | 24.49
631061 | PSEN op cascading bracket | GT | 31.18
631070 | PSEN op Advanced Programming Adapter | GT | 169.99
631071 | PSEN op Ethernet cable 1m | UI | 15.26
631072 | PSEN op Ethernet cable 3m | UI | 21.66
631073 | PSEN op Ethernet cable 10m | UI | 31.5
631080 | PSEN op cable axial M12 12-pole 3m | UI | 33.97
631081 | PSEN op cable axial M12 12-pole 5m | UI | 41.73
631082 | PSEN op cable axial M12 12-pole 10m | UI | 59.82
631083 | PSEN op cable axial M12 12-pole 20m | UI | 103.3
631084 | PSEN op cable axial M12 12-pole 30m | UI | 151.55
631085 | PSEN op cable axial M12 12-pole 50m | UI | 232.83
631100 | PSEN op2H-SL-24-015/1 | QA | 730.64
631101 | PSEN op2H-SL-24-030/1 | QA | 852.41
631102 | PSEN op2H-SL-24-045/1 | QA | 998.53
631103 | PSEN op2H-SL-24-060/1 | QA | 1156.85
631104 | PSEN op2H-SL-24-075/1 | QA | 1315.16
631105 | PSEN op2H-SL-24-090/1 | QA | 1485.63
631106 | PSEN op2H-SL-24-105/1 | QA | 1643.93
631107 | PSEN op2H-SL-24-120/1 | QA | 1802.24
631120 | PSEN op4H-SL-24-015/1 | QC | 1156.85
631121 | PSEN op4H-SL-24-030/1 | QC | 1461.28
631122 | PSEN op4H-SL-24-045/1 | QC | 1765.72
631123 | PSEN op4H-SL-24-060/1 | QC | 2033.62
631124 | PSEN op4H-SL-24-075/1 | QC | 2313.69
631125 | PSEN op4H-SL-24-090/1 | QC | 2557.23
631126 | PSEN op4H-SL-24-105/1 | QC | 2800.78
631127 | PSEN op4H-SL-24-120/1 | QC | 3068.68
631140 | PSEN op4F-SL-14-015/1 | QB | 1217.73
631141 | PSEN op4F-SL-14-021/1 | QB | 1436.93
631142 | PSEN op4F-SL-14-030/1 | QB | 1704.82
631143 | PSEN op4F-SL-14-036/1 | QB | 1850.94
631144 | PSEN op4F-SL-14-042/1 | QB | 2045.8
631145 | PSEN op4F-SL-14-045/1 | QB | 2191.92
631146 | PSEN op4F-SL-14-048/1 | QB | 2350.21
631147 | PSEN op4F-SL-14-054/1 | QB | 2520.7
631148 | PSEN op4F-SL-14-060/1 | QB | 2679.01
631149 | PSEN op4F-SL-14-066/1 | QB | 2861.66
631150 | PSEN op4F-SL-14-072/1 | QB | 3032.15
631151 | PSEN op4F-SL-14-075/1 | QB | 3166.09
631152 | PSEN op4F-SL-14-078/1 | QB | 3324.4
631153 | PSEN op4F-SL-14-084/1 | QB | 3482.71
631154 | PSEN op4F-SL-14-090/1 | QB | 3592.31
631155 | PSEN op4F-SL-14-096/1 | QB | 3750.62
631156 | PSEN op4F-SL-14-102/1 | QB | 3896.74
631157 | PSEN op4F-SL-14-105/1 | QB | 4018.5
631158 | PSEN op4F-SL-14-108/1 | QB | 4188.99
631159 | PSEN op4F-SL-14-114/1 | QB | 4322.94
631160 | PSEN op4F-SL-14-120/1 | QB | 4493.42
631180 | PSEN op SL Bracket C | GT | 13.41
631181 | PSEN op SL Bracket L | GT | 24.36
631182 | PSEN op SL Bracket O | GT | 8.15
631183 | PSEN op SL cascading 0,1m | UI | 48
631184 | PSEN op SL cascading 0,5m | UI | 52.92
631185 | PSEN op SL cascading 1m | UI | 57.86
631186 | PSEN op SL Testpiece F 24 mm | GT | 22.4
631187 | PSEN op SL adapter | UK | 44.92
632007 | PSEN opII mirror column-060 Set | JZ | 359.2
632008 | PSEN opII mirror column-090 Set | JZ | 426.55
632009 | PSEN opII mirror column-120 Set | JZ | 477.05
632010 | PSEN opII mirror column-165 Set | JZ | 533.18
632011 | PSEN opII mirror column-195 Set | JZ | 563.48
632012 | PSEN screw set mirror column | JZ | 20.84
632013 | PSEN opII-PSEN op/1 adapter set | UK | 36.68
632014 | PSEN opII Laserpointer | JZ | 190.83
632015 | PSEN opII Bracket Kit | JZ | 11.22
632016 | PSEN opII Adv Bracket Kit-2 | JZ | 84.19
632017 | PSEN opII Adv Bracket Kit-3 | JZ | 123.47
632018 | PSEN opII Testpiece F 14 mm | JZ | 16.84
632019 | PSEN opII Testpiece H 30 mm | JZ | 16.84
632020 | PSEN opII3H-s-30-015 | JV | 654.92
632021 | PSEN opII3H-s-30-030 | JV | 823.65
632022 | PSEN opII3H-s-30-045 | JV | 981.11
632023 | PSEN opII3H-s-30-060 | JV | 1152.53
632024 | PSEN opII3H-s-30-075 | JV | 1311.93
632025 | PSEN opII3H-s-30-090 | JV | 1478.89
632026 | PSEN opII3H-s-30-105 | JV | 1630.19
632027 | PSEN opII3H-s-30-120 | JV | 1783.21
632028 | PSEN opII3H-s-30-135 | JV | 1940.76
632029 | PSEN opII3H-s-30-150 | JV | 2108.85
632030 | PSEN opII3H-s-30-165 | JV | 2301.8
632031 | PSEN opII3H-s-30-180 | JV | 2472.08
632032 | PSEN opII mirror column-060 | JZ | 228.68
632033 | PSEN opII mirror column-090 | JZ | 282.79
632034 | PSEN opII mirror column-120 | JZ | 330.52
632035 | PSEN opII mirror column-165 | JZ | 384.39
632036 | PSEN opII mirror column-195 | JZ | 416.23
632037 | PSEN opII adjustable base unit | JZ | 132.23
632040 | PSEN opII3F-s-14-015 | JW | 723.4
632041 | PSEN opII3F-s-14-030 | JW | 988.73
632042 | PSEN opII3F-s-14-045 | JW | 1266.64
632043 | PSEN opII3F-s-14-060 | JW | 1519.82
632044 | PSEN opII3F-s-14-075 | JW | 1770.97
632045 | PSEN opII3F-s-14-090 | JW | 2034.77
632046 | PSEN opII3F-s-14-105 | JW | 2285.92
632047 | PSEN opII3F-s-14-120 | JW | 2537.15
632048 | PSEN opII3F-s-14-135 | JW | 2783.05
632049 | PSEN opII3F-s-14-150 | JW | 3059.24
632050 | PSEN opII3F-s-14-165 | JW | 3335.28
632051 | PSEN opII3F-s-14-180 | JW | 3611.47
632060 | PSEN opII4H-s-30-015 | JX | 861.73
632061 | PSEN opII4H-s-30-030 | JX | 1083.74
632062 | PSEN opII4H-s-30-045 | JX | 1290.95
632063 | PSEN opII4H-s-30-060 | JX | 1516.49
632064 | PSEN opII4H-s-30-075 | JX | 1726.24
632065 | PSEN opII4H-s-30-090 | JX | 1945.9
632066 | PSEN opII4H-s-30-105 | JX | 2145
632067 | PSEN opII4H-s-30-120 | JX | 2346.32
632068 | PSEN opII4H-s-30-135 | JX | 2553.63
632069 | PSEN opII4H-s-30-150 | JX | 2774.79
632070 | PSEN opII4H-s-30-165 | JX | 3028.69
632071 | PSEN opII4H-s-30-180 | JX | 3252.74
632080 | PSEN opII4F-s-14-015 | JY | 951.83
632081 | PSEN opII4F-s-14-030 | JY | 1300.97
632082 | PSEN opII4F-s-14-045 | JY | 1666.64
632083 | PSEN opII4F-s-14-060 | JY | 1999.77
632084 | PSEN opII4F-s-14-075 | JY | 2330.23
632085 | PSEN opII4F-s-14-090 | JY | 2677.33
632086 | PSEN opII4F-s-14-105 | JY | 3007.78
632087 | PSEN opII4F-s-14-120 | JY | 3338.37
632088 | PSEN opII4F-s-14-135 | JY | 3661.91
632089 | PSEN opII4F-s-14-150 | JY | 4025.32
632090 | PSEN opII4F-s-14-165 | JY | 4388.53
632091 | PSEN opII4F-s-14-180 | JY | 4751.94
632100 | PSEN opII3B-s-170-045 | RT | 751.16
632101 | PSEN opII3B-s-170-060 | RT | 882.4
632102 | PSEN opII3B-s-170-075 | RT | 1004.45
632103 | PSEN opII3B-s-170-090 | RT | 1132.28
632104 | PSEN opII3B-s-170-120 | RT | 1365.26
632105 | PSEN opII3B-s-170-150 | RT | 1614.58
632110 | PSEN opII3B-s-300-045 | RT | 758.69
632111 | PSEN opII3B-s-300-060 | RT | 891.22
632112 | PSEN opII3B-s-300-075 | RT | 1014.5
632113 | PSEN opII3B-s-300-090 | RT | 1143.59
632114 | PSEN opII3B-s-300-120 | RT | 1378.93
632115 | PSEN opII3B-s-300-150 | RT | 1630.73
632120 | PSEN opII4B-s-170-045 | RU | 790.7
632121 | PSEN opII4B-s-170-060 | RU | 928.84
632122 | PSEN opII4B-s-170-075 | RU | 1057.31
632123 | PSEN opII4B-s-170-090 | RU | 1191.88
632124 | PSEN opII4B-s-170-120 | RU | 1437.12
632125 | PSEN opII4B-s-170-150 | RU | 1699.56
632130 | PSEN opII4B-s-300-045 | RU | 798.6
632131 | PSEN opII4B-s-300-060 | RU | 938.13
632132 | PSEN opII4B-s-300-075 | RU | 1067.89
632133 | PSEN opII4B-s-300-090 | RU | 1203.78
632134 | PSEN opII4B-s-300-120 | RU | 1451.49
632135 | PSEN opII4B-s-300-150 | RU | 1716.56
632220 | PSEN opII3H-s-30-015 emitter | JV | 343.69
632221 | PSEN opII3H-s-30-030 emitter | JV | 412.43
632222 | PSEN opII3H-s-30-045 emitter | JV | 486.9
632223 | PSEN opII3H-s-30-060 emitter | JV | 563.27
632224 | PSEN opII3H-s-30-075 emitter | JV | 644.6
632225 | PSEN opII3H-s-30-090 emitter | JV | 725.56
632226 | PSEN opII3H-s-30-105 emitter | JV | 800.02
632227 | PSEN opII3H-s-30-120 emitter | JV | 878.3
632228 | PSEN opII3H-s-30-135 emitter | JV | 966.14
632229 | PSEN opII3H-s-30-150 emitter | JV | 1050.15
632230 | PSEN opII3H-s-30-165 emitter | JV | 1142.56
632231 | PSEN opII3H-s-30-180 emitter | JV | 1221.99
632240 | PSEN opII3F-s-14-015 emitter | JW | 362.77
632241 | PSEN opII3F-s-14-030 emitter | JW | 488.81
632242 | PSEN opII3F-s-14-045 emitter | JW | 618.63
632243 | PSEN opII3F-s-14-060 emitter | JW | 748.46
632244 | PSEN opII3F-s-14-075 emitter | JW | 878.3
632245 | PSEN opII3F-s-14-090 emitter | JW | 1013.87
632246 | PSEN opII3F-s-14-105 emitter | JW | 1145.61
632247 | PSEN opII3F-s-14-120 emitter | JW | 1268.18
632248 | PSEN opII3F-s-14-135 emitter | JW | 1405.3
632249 | PSEN opII3F-s-14-150 emitter | JW | 1544.67
632250 | PSEN opII3F-s-14-165 emitter | JW | 1679.86
632251 | PSEN opII3F-s-14-180 emitter | JW | 1813.88
632260 | PSEN opII4H-s-30-015 emitter | JX | 477.34
632261 | PSEN opII4H-s-30-030 emitter | JX | 572.81
632262 | PSEN opII4H-s-30-045 emitter | JX | 676.23
632263 | PSEN opII4H-s-30-060 emitter | JX | 782.31
632264 | PSEN opII4H-s-30-075 emitter | JX | 895.28
632265 | PSEN opII4H-s-30-090 emitter | JX | 1007.72
632266 | PSEN opII4H-s-30-105 emitter | JX | 1111.13
632267 | PSEN opII4H-s-30-120 emitter | JX | 1219.87
632268 | PSEN opII4H-s-30-135 emitter | JX | 1341.86
632269 | PSEN opII4H-s-30-150 emitter | JX | 1458.55
632270 | PSEN opII4H-s-30-165 emitter | JX | 1586.89
632271 | PSEN opII4H-s-30-180 emitter | JX | 1697.21
632280 | PSEN opII4F-s-14-015 emitter | JY | 503.86
632281 | PSEN opII4F-s-14-030 emitter | JY | 678.88
632282 | PSEN opII4F-s-14-045 emitter | JY | 859.2
632283 | PSEN opII4F-s-14-060 emitter | JY | 1039.54
632284 | PSEN opII4F-s-14-075 emitter | JY | 1219.87
632285 | PSEN opII4F-s-14-090 emitter | JY | 1408.15
632286 | PSEN opII4F-s-14-105 emitter | JY | 1591.13
632287 | PSEN opII4F-s-14-120 emitter | JY | 1761.38
632288 | PSEN opII4F-s-14-135 emitter | JY | 1951.79
632289 | PSEN opII4F-s-14-150 emitter | JY | 2145.37
632290 | PSEN opII4F-s-14-165 emitter | JY | 2333.12
632291 | PSEN opII4F-s-14-180 emitter | JY | 2519.3
632320 | PSEN opII3H-s-30-015 receiver | JV | 420.05
632321 | PSEN opII3H-s-30-030 receiver | JV | 504.06
632322 | PSEN opII3H-s-30-045 receiver | JV | 595.08
632323 | PSEN opII3H-s-30-060 receiver | JV | 688.43
632324 | PSEN opII3H-s-30-075 receiver | JV | 787.84
632325 | PSEN opII3H-s-30-090 receiver | JV | 886.8
632326 | PSEN opII3H-s-30-105 receiver | JV | 977.8
632327 | PSEN opII3H-s-30-120 receiver | JV | 1073.49
632328 | PSEN opII3H-s-30-135 receiver | JV | 1180.82
632329 | PSEN opII3H-s-30-150 receiver | JV | 1283.52
632330 | PSEN opII3H-s-30-165 receiver | JV | 1396.46
632331 | PSEN opII3H-s-30-180 receiver | JV | 1493.54
632340 | PSEN opII3F-s-14-015 receiver | JW | 443.39
632341 | PSEN opII3F-s-14-030 receiver | JW | 597.41
632342 | PSEN opII3F-s-14-045 receiver | JW | 756.12
632343 | PSEN opII3F-s-14-060 receiver | JW | 914.8
632344 | PSEN opII3F-s-14-075 receiver | JW | 1073.49
632345 | PSEN opII3F-s-14-090 receiver | JW | 1239.16
632346 | PSEN opII3F-s-14-105 receiver | JW | 1400.2
632347 | PSEN opII3F-s-14-120 receiver | JW | 1550.01
632348 | PSEN opII3F-s-14-135 receiver | JW | 1717.57
632349 | PSEN opII3F-s-14-150 receiver | JW | 1887.92
632350 | PSEN opII3F-s-14-165 receiver | JW | 2053.14
632351 | PSEN opII3F-s-14-180 receiver | JW | 2216.97
632360 | PSEN opII4H-s-30-015 receiver | JX | 583.41
632361 | PSEN opII4H-s-30-030 receiver | JX | 700.09
632362 | PSEN opII4H-s-30-045 receiver | JX | 826.5
632363 | PSEN opII4H-s-30-060 receiver | JX | 956.15
632364 | PSEN opII4H-s-30-075 receiver | JX | 1094.22
632365 | PSEN opII4H-s-30-090 receiver | JX | 1231.65
632366 | PSEN opII4H-s-30-105 receiver | JX | 1358.06
632367 | PSEN opII4H-s-30-120 receiver | JX | 1490.95
632368 | PSEN opII4H-s-30-135 receiver | JX | 1640.04
632369 | PSEN opII4H-s-30-150 receiver | JX | 1782.67
632370 | PSEN opII4H-s-30-165 receiver | JX | 1939.52
632371 | PSEN opII4H-s-30-180 receiver | JX | 2074.36
632380 | PSEN opII4F-s-14-015 receiver | JY | 615.84
632381 | PSEN opII4F-s-14-030 receiver | JY | 829.74
632382 | PSEN opII4F-s-14-045 receiver | JY | 1050.15
632383 | PSEN opII4F-s-14-060 receiver | JY | 1270.55
632384 | PSEN opII4F-s-14-075 receiver | JY | 1490.95
632385 | PSEN opII4F-s-14-090 receiver | JY | 1721.07
632386 | PSEN opII4F-s-14-105 receiver | JY | 1944.71
632387 | PSEN opII4F-s-14-120 receiver | JY | 2152.8
632388 | PSEN opII4F-s-14-135 receiver | JY | 2385.52
632389 | PSEN opII4F-s-14-150 receiver | JY | 2622.13
632390 | PSEN opII4F-s-14-165 receiver | JY | 2851.59
632391 | PSEN opII4F-s-14-180 receiver | JY | 3079.14
632500 | PSEN opII protective column-060 | JZ | 166.12
632501 | PSEN opII protective column-090 | JZ | 185.2
632502 | PSEN opII protective column-120 | JZ | 209.9
632503 | PSEN opII protective column-165 | JZ | 235.72
632504 | PSEN opII protective column-195 | JZ | 254.81
632505 | PSEN opII protective column-060 Set | JZ | 280.63
632506 | PSEN opII protective column-090 Set | JZ | 305.32
632507 | PSEN opII protective column-120 Set | JZ | 325.52
632508 | PSEN opII protective column-165 Set | JZ | 347.97
632509 | PSEN opII protective column-195 Set | JZ | 364.8
632510 | PSEN opII lockout | JZ | 111.13
632511 | PSEN opII Y Junction M12-M12/M12 | UK | 43.69
632512 | PSEN opII slot nuts | JZ | 22.33
680010 | PMCprotego S3.SN 8DI 6DO EI BR | N3 | 735.6
680040 | PMCprimo DriveP.CAN-CAN-Adapter 01-24 | F6 | 221.88
680041 | PMCprimo DriveP.CAN-PROFI-Adapter 01-24 | F6 | 221.88
680042 | PMCprimo DriveP.CAN-CAN-Adapter 48-72 | F6 | 221.88
680043 | PMCprimo DriveP.CAN-PROFI-Adapter 48-72 | F6 | 221.88
680044 | Cable PMCprimo mini-I/O>enc. SubD9 0,75m | F6 | 61.34
680080 | PMCprimo MC.C/16DIDO/2 | QR | 3559.81
680081 | PMCprimo MC.C/16DIDO/3 | QR | 4276.64
680082 | PMCprimo MC.C/16DIDO/4 | QR | 4065.9
680083 | PMCprimo MC.C/16DIDO/5 | QR | 4782.72
680084 | PMCprimo MC.C/16DIDO/6 | QR | 4892.51
680085 | PMCprimo MC.C/16DIDO/7 | QR | 5609.33
680150 | PMC Erweiterungskarte PROFINET | N8 | 449.67
680180 | PMCprimo C2.0/C/C/2 | EA | 2272.7
680181 | PMCprimo C2.0/C/C/3 | EA | 3026.4
680182 | PMCprimo C2.0/C/C/4 | EA | 2804.81
680183 | PMCprimo C2.0/C/C/5 | EA | 3558.53
680184 | PMCprimo C2.0/C/C/6 | EA | 3674.03
680185 | PMCprimo C2.0/C/C/7 | EA | 4427.73
680190 | PMCprimo C2.1/C/C/2 | EA | 2373.48
680191 | PMCprimo C2.1/C/C/3 | EA | 3127.2
680192 | PMCprimo C2.1/C/C/4 | EA | 2905.6
680193 | PMCprimo C2.1/C/C/5 | EA | 3659.3
680194 | PMCprimo C2.1/C/C/6 | EA | 3774.83
680195 | PMCprimo C2.1/C/C/7 | EA | 4528.54
710001 | PNOZ c1 24VDC 3n/o 1n/c | IC | 167
710002 | PNOZ c2 24VDC 2n/o | IC | 164.34
720300 | PST 4 24 V DC 6N/O 4N/C | FJ | 484.95
750002 | PNOZ s Setscrew terminals 12,5mm | GB | 8.75
750003 | PNOZ s Setscrew terminals 17,5mm | GB | 12.98
750004 | PNOZ s Setscrew terminals 22,5mm | GB | 29.84
750008 | PNOZ s Set1screw terminals 45mm | GB | 39.75
750010 | PNOZ s terminator plug ( 10 pieces) | GB | 33.81
750012 | PNOZ s Set2screw terminals 45mm | GB | 49.66
750014 | PNOZ s Set3screw terminals 45mm | GB | 43.84
750016 | Set4 Screw Terminals | FZ | 8.84
750017 | Set 5 Screw Terminals | OV | 4.54
750018 | PNOZ m Screw Terminal X1 | OV | 5.7
750020 | PNOZ s connector (10 pieces) | GB | 39.75
750030 | PNOZsigma Chip Card-manager set | GB | 163.47
750031 | SmartCardCommander with SIM-card-adapter | GB | 102.17
750040 | PNOZ s30 USB-configuration-cable (1,5m) | GB | 60.59
750101 | PNOZ s1 24VDC 2 n/o | G9 | 151.47
750102 | PNOZ s2 24VDC 3 n/o 1 n/c | G9 | 178.71
750103 | PNOZ s3 24VDC 2 n/o | G9 | 185.63
750104 | PNOZ s4 24VDC 3 n/o 1 n/c | G9 | 240.87
750105 | PNOZ s5 24VDC 2 n/o 2 n/o t | GC | 350.98
750106 | PNOZ s6 24VDC 3 n/o 1 n/c | G8 | 405.96
750107 | PNOZ s7 24VDC 4 n/o 1 n/c | GA | 158.27
750108 | PNOZ s8 24VDC 2 n/o | GA | 137.71
750109 | PNOZ s9 24VDC 3 n/o t 1 n/c t | GC | 213.38
750110 | PNOZ s10 24VDC 4 n/o 1 n/c | GA | 261.3
750111 | PNOZ s11 24VDC 8 n/o 1 n/c | GA | 261.3
750124 | PNOZ s4.1 24VDC 3 n/o 1 n/c | G9 | 268.25
750126 | PNOZ s6.1 24VDC 3 n/o 1 n/c | G8 | 240.87
750132 | PNOZ s22 24VDC 2 x 3 n/o 1 n/c | GA | 246.21
750134 | PNOZ s4 48-240VACDC 3 n/o 1 n/c | G9 | 254.61
750135 | PNOZ s5 48-240VACDC 2 n/o 2 n/o t | GC | 364.83
750136 | PNOZ s6 48-240VACDC 3 n/o 1 n/c | G8 | 419.71
750154 | PNOZ s4.1 48-240VACDC 3 n/o 1 n/c | G9 | 282.11
750156 | PNOZ s6.1 48-240VACDC 3 n/o 1 n/c | G8 | 254.61
750160 | PNOZ s20 24VDC 2so | GA | 190.84
750167 | PNOZ s7.1 24VDC 3 n/o cascade | GA | 151.47
750177 | PNOZ s7.2 24VDC 4 n/o 1 n/c expand | GA | 165.2
750330 | PNOZ s30 24-240VACDC 2 n/o 2 n/c | HO | 935.64
750600 | PNOZ s60 24-48VACDC 3n/o 1n/c 6so | PT | 909.39
750601 | PNOZ s60 100-240VACDC 3n/o 1n/c 6so | PT | 909.39
750700 | PNOZsigma Configurator s30 Licence unltd | SA | 314.18
750701 | PNOZsigma Configurator s30 Licence 1 y. | SA | 105.44
750900 | PNOZ s pIE | GB | 49.66
750904 | PNOZ s4 (10pcs.) | G9 | 2184.24
750910 | PNOZ s nIE | GB | 49.66
751002 | PNOZ s Setspring loaded terminals 12,5mm | GB | 8.75
751003 | PNOZ s Setspring loaded terminals 17,5mm | GB | 12.98
751004 | PNOZ s Setspring loaded terminals 22,5mm | GB | 29.84
751008 | PNOZ s Set1spring loaded terminals 45mm | GB | 39.75
751012 | PNOZ s Set2spring loaded terminals 45mm | GB | 49.66
751014 | PNOZ s Set3spring loaded terminals 45mm | GB | 43.84
751016 | Set4 Spring Terminals | FZ | 8.84
751017 | Set 5 Spring Terminals | OV | 4.54
751018 | PNOZ m Spring Terminal X1 | OV | 5.7
751101 | PNOZ s1 C 24VDC 2 n/o | G9 | 151.47
751102 | PNOZ s2 C 24VDC 3 n/o 1 n/c | G9 | 178.71
751103 | PNOZ s3 C 24VDC 2 n/o | G9 | 185.63
751104 | PNOZ s4 C 24VDC 3 n/o 1 n/c | G9 | 240.87
751105 | PNOZ s5 C 24VDC 2 n/o 2 n/o t | GC | 350.98
751106 | PNOZ s6 C 24VDC 3 n/o 1 n/c | G8 | 405.96
751107 | PNOZ s7 C 24VDC 4 n/o 1 n/c | GA | 158.27
751108 | PNOZ s8 C 24VDC 2 n/o | GA | 137.71
751109 | PNOZ s9 C 24VDC 3 n/o t 1 n/c t | GC | 213.38
751110 | PNOZ s10 C 24VDC 4 n/o 1 n/c | GA | 261.3
751111 | PNOZ s11 C 24VDC 8 n/o 1 n/c | GA | 261.3
751124 | PNOZ s4.1 C 24VDC 3 n/o 1 n/c | G9 | 268.25
751126 | PNOZ s6.1 C 24VDC 3 n/o 1 n/c | G8 | 240.87
751132 | PNOZ s22 C 24VDC 2 x 3 n/o 1 n/c | GA | 246.21
751134 | PNOZ s4 C 48-240VACDC 3 n/o 1 n/c | G9 | 254.61
751135 | PNOZ s5 C 48-240VACDC 2 n/o 2 n/o t | GC | 364.83
751136 | PNOZ s6 C 48-240VACDC 3 n/o 1 n/c | G8 | 419.71
751154 | PNOZ s4.1 C 48-240VACDC 3 n/o 1 n/c | G9 | 282.11
751156 | PNOZ s6.1 C 48-240VACDC 3 n/o 1 n/c | G8 | 254.61
751160 | PNOZ s20 C 24VDC 2so | GA | 190.84
751167 | PNOZ s7.1 C 24VDC 3 n/o cascade | GA | 151.47
751177 | PNOZ s7.2 C 24VDC 4 n/o 1 n/c expand | GA | 165.2
751184 | PNOZ s4 C 24VDC 3 n/o 1 n/c coated | G9 | 296.1
751185 | PNOZ s5 C 24VDC 2 n/o 2 n/o t coated | GC | 405.96
751187 | PNOZ s7 C 4 n/o 1 n/c coated | GA | 213.38
751189 | PNOZ s9 C 24VDC 3 n/o t 1 n/c t coated | GC | 268.25
751330 | PNOZ s30 C 24-240VACDC 2 n/o 2 n/c | HO | 935.64
751500 | PNOZ s50 C | JQ | 689.27
751600 | PNOZ s60 C 24-48VACDC 3n/o 1n/c 6so | PT | 909.39
751601 | PNOZ s60 C 100-240VACDC 3n/o 1n/c 6so | PT | 909.39
751904 | PNOZ s4 C (10pcs.) | G9 | 2184.24
751909 | PNOZ s9 C (10 pcs.) | GC | 1984.82
772000 | PNOZ mm0p 24VDC | NS | 660.74
772001 | PNOZ mm0.1p | NS | 699.56
772002 | PNOZ mm0.2p | NS | 847.36
772010 | PNOZ mm0p-T | NS | 941.64
772019 | PNOZ mmc12p PL | NW | 377.78
772020 | PNOZ mml1p | NU | 307.81
772021 | PNOZ mml2p | NU | 307.81
772030 | PNOZ mmc1p ETH | NW | 256.62
772031 | PNOZ mmc2p seriell | NW | 147.8
772032 | PNOZ mmc3p DP | NW | 404.53
772033 | PNOZ mmc4p DN | NW | 404.53
772034 | PNOZ mmc6p CAN | NW | 404.53
772035 | PNOZ mmc7p CC | NW | 390.67
772036 | PNOZ mmc11p CAT | NW | 397.2
772100 | PNOZ m B0 | NT | 677.89
772101 | PNOZ m B1 | NT | 515.67
772102 | PNOZ m B1 Burner | NT | 822.49
772104 | PNOZ m B0.1 | NT | 571.8
772105 | PNOZ m C0 | NT | 400.37
772119 | PNOZ m ES Powerlink | JJ | 360.2
772120 | PNOZ m EF Multi Link | JK | 250.08
772121 | PNOZ m EF PDP Link | JK | 250.08
772122 | PNOZ m EF SafetyNET | JJ | 500.64
772123 | PNOZ m EF EtherCAT FSoE | JJ | 399.28
772130 | PNOZ m ES ETH | JJ | 213.01
772131 | PNOZ m ES RS232 | JJ | 126.59
772132 | PNOZ m ES Profibus | JJ | 342.82
772134 | PNOZ m ES CANopen | JJ | 342.82
772135 | PNOZ m ES CC-Link | JJ | 331.51
772136 | PNOZ m ES EtherCAT | JJ | 342.82
772137 | PNOZ m ES EtherNet/IP | JJ | 342.82
772138 | PNOZ m ES Profinet | JJ | 360.2
772140 | PNOZ m EF 16DI | JK | 226
772142 | PNOZ m EF 8DI4DO | JK | 322.8
772143 | PNOZ m EF 4DI4DOR | JK | 380.84
772144 | PNOZ m EF 8DI2DOT | JK | 578.13
772145 | PNOZ m EF 4DI4DORD | JK | 393.36
772146 | PNOZ m EF 2DOR | JK | 282.33
772160 | PNOZ m EF 4AI | JK | 655.61
772170 | PNOZ m EF 1MM | JK | 328.77
772171 | PNOZ m EF 2MM | JK | 501.47
772172 | PNOZ m EF 1MM2DO | JK | 513.85
772181 | PNOZ m ES 14DO | JL | 368.33
772182 | PNOZ m ES 16DI | JL | 206.12
772200 | MM A MINI-IO CAB99 1.5m | OV | 55.32
772201 | MM A MINI-IO CAB99 2.5m | OV | 63.34
772202 | MM A MINI-IO CAB99 5.0m | OV | 79.36
772210 | MM A MINI-IO CAB01B 5.0m | OV | 92.37
772211 | MM A MINI-IO CAB01A 2.5m | OV | 92.26
772212 | MM A MINI-IO CAB01B 2.5m | OV | 92.26
772213 | MM A MINI-IO CAB03A 2.5m | OV | 92.26
772214 | MM A MINI-IO CAB03B 2.5m | OV | 92.26
772215 | MM A MINI-IO CAB01A 5.0m | OV | 96.43
772216 | MM A MINI-IO CAB01A 1.5m | OV | 86.13
772217 | MM A MINI-IO CAB01B 1.5m | OV | 86.13
772218 | MM A MINI-IO CAB02A 2.5m | OV | 87.92
772219 | MM A MINI-IO CAB02B 2.5m | OV | 87.92
772220 | MM A MINI-IO CAB19 1.5m | OV | 196.8
772221 | MM A MINI-IO CAB19 2.5m | OV | 198.71
772222 | MM A MINI-IO CAB19 5m | OV | 194.3
772223 | MM A MINI-IO CAB19 0.7/1.5m | OV | 197.87
772225 | MM A MINI-IO CAB19 0.7/5m | OV | 201.46
772230 | MM A MINI-IO CAB05 2.5m | OV | 92.26
772231 | MM A MINI-IO CAB05 1.5m | OV | 90.47
772233 | MM A MINI-IO CAB06 2.5m | OV | 87.92
772234 | MM A MINI-IO CAB06 1.5m | OV | 88.45
772235 | MM A MINI-IO CAB08 2.5m | OV | 92.26
772236 | MM A MINI-IO CAB08 1.5m | OV | 86.13
772237 | MM A MINI-IO CAB07 2.5m | OV | 92.26
772238 | MM A MINI-IO CAB07 1.5m | OV | 90.47
772240 | MM A MINI-IO CAB16 2.5m | OV | 87.92
772241 | MM A MINI-IO CAB12 2.5m | OV | 87.92
772243 | MM A MINI-IO CAB06 5m | OV | 92.37
772244 | MM A MINI-IO CAB15 2.5m | OV | 95.12
772245 | MM A MINI-IO CAB17 5.0m | OV | 87.92
772246 | MM A MINI-IO CAB14 2.5m | OV | 87.92
772247 | MM A MINI-IO CAB20 2.5m | OV | 92.26
772249 | MM A MINI-IO CAB17 2.5m | OV | 87.98
772250 | MM A MINI-IO CAB17 1.5m | OV | 81.95
772251 | MM A MINI-IO CAB03B R 2.5m | OV | 110.26
772252 | MM A MINI-IO CAB03A 5m | OV | 110.26
772260 | MM A MINI-IO CAB09B 2.5M | OV | 87.92
772290 | Terminal Block Filter 3-10kOhm | OV | 15.07
772291 | Terminal Block Filter 10-30kOhm | OV | 15.07
772300 | Cable/XX/USB-ASMX/MIN-BAMX/U/003/Q009/SH | OV | 22.05
772600 | PDP67 F 8DI4DO 5/5 ION | JK | 380
772601 | PDP67 F 8DI4DO 5/5 VA ION | JK | 390
772610 | PDP67 F 10DI4DO 5/8 ION | JK | 410.98
772611 | PDP67 F 10DI4DO 5/8 VA ION | JK | 423.68
772702 | PNOZ m B1 Basis Set 2 | RM | 1484.06
772703 | PNOZ m B1 Basis Set 3 | RM | 2210.96
772714 | PNOZ m B0 Revision 3.2 Bundle | NT | 677.89
772750 | Umbaukit Trumpf PSS 3056 - PNOZmulti | RM | 6132
772800 | PNOZmulti Mini accessory package | FZ | 67.62
773100 | PNOZ m1p base unit | G1 | 1242.8
773103 | PNOZ m1p ETH | G1 | 1483
773104 | PNOZ m1p ETH coated version | G1 | 2136.08
773105 | PNOZ m1p base unit coated version | G1 | 1839.3
773113 | PNOZ m0p ETH | G1 | 1040.55
773120 | PNOZ m2p base unit press function | G1 | 1474.74
773123 | PNOZ m2p ETH | G1 | 1714.92
773125 | PNOZ m3p base unit burner function | G1 | 1600.76
773126 | PNOZ m3p ETH | G1 | 1657.03
773300 | PNOZ p1p 24VDC 2so | G5 | 434.56
773310 | PDP20 F 4 mag | IE | 134.53
773400 | PNOZ mi1p 8 input | G2 | 263.5
773402 | PNOZ mi1p Kombi | G2 | 243.01
773405 | PNOZ mi1p 8 input coated version | G2 | 596.64
773410 | PNOZ mi2p 8 standard input | FW | 218.77
773500 | PNOZ mo1p 4 so | G2 | 354.43
773502 | PNOZ mo1p Kombi | G2 | 324.5
773505 | PNOZ mo1p 4so coated version | G2 | 704.22
773510 | PNOZ mo3p 2so | G2 | 377.87
773520 | PNOZ mo2p 2n/o | G2 | 281.89
773525 | PNOZ mo2p 2n/o coated version | G2 | 637.91
773534 | PNOZ mo5p 4 n/o burner | G2 | 306.64
773536 | PNOZ mo4p 4n/o | G2 | 306.64
773537 | PNOZ mo4p 4n/o coated version | G2 | 695.81
773538 | PNOZ mo4p Kombi | G2 | 282.04
773540 | PNOZ ml1p safe link | G2 | 328.07
773545 | PNOZ ml1p coated version | G2 | 485.59
773600 | PDP67 F 8DI ION | NN | 229.76
773601 | PDP67 F 8DI ION HP | NN | 305.17
773602 | PNOZ ml2p safe link PDP | G2 | 328.07
773603 | PDP67 F 4 code | NO | 109.74
773610 | PDP67 Connector cs | UL | 25.85
773612 | PDP67 Connector cs VA | UL | 32.24
773613 | PDP67 F 4 code VA | NO | 117.96
773614 | PDP67 F 8DI ION VA | NN | 229.78
773615 | PDP67 F 8DI ION HP VA | NN | 307.63
773616 | PDP67 F 8DI ION PT | NN | 182.84
773630 | PNOZ po3.1p 8n/o | G6 | 536.2
773631 | PNOZ po3.2p 4n/o | G6 | 547.84
773632 | PNOZ po3.3p 3n/o | G6 | 576.79
773634 | PNOZ po3p 3n/o 1n/c | G6 | 275.45
773635 | PNOZ po4p 4n/o | G6 | 275.45
773700 | PNOZ mc1p | FX | 447.8
773705 | PNOZ mc1p coated version | FX | 948.31
773711 | PNOZ mc4p DeviceNet 2 | FX | 546.69
773712 | PNOZ mc6p CANopen 2 | FX | 596.49
773713 | PNOZ mc2.1p EtherCAT 2 | FX | 596.49
773715 | PNOZ mc10p SERCOS III | FX | 585.8
773716 | PNOZ mc7p CC-Link 2 | FX | 524.25
773719 | PNOZ mc12p Powerlink | FX | 497.03
773720 | PNOZ mc0p Powersupply | FX | 244.39
773732 | PNOZ mc3p Profibus 2 | FX | 546.69
773733 | PNOZ mc6.1p CANopen 3 | FX | 596.49
773800 | PNOZ ms1p standstill / speed monitor | G2 | 742.3
773810 | PNOZ ms2p standstill / speed monitor | G2 | 825.12
773811 | PNOZ ms2p TTL coated version | G2 | 1221.22
773812 | PNOZ ma1p 2 Analog Input | G2 | 659.32
773813 | PNOZ ma1p coated version | G2 | 975.96
773815 | PNOZ ms2p HTL | G2 | 825.12
773816 | PNOZ ms2p TTL | G2 | 825.12
773820 | PNOZ ms3p standstill / speed monitor | G2 | 825.12
773825 | PNOZ ms3p HTL | G2 | 825.12
773826 | PNOZ ms3p TTL | G2 | 825.12
773830 | PNOZ ms4p standstill/speed monitor | G2 | 742.3
773832 | PNOZ MSI22AP ADAPTER B&R ACOPOS 2,5m | FZ | 110.18
773839 | PNOZ msi1Bp Adapter Si/He 25/25 5,0m | FZ | 114.82
773840 | PNOZ msi1Ap Adapter Si/He 25/25 2,5m | FZ | 107.87
773841 | PNOZ msi1Bp Adapter Si/He 25/25 2,5m | FZ | 107.87
773842 | PNOZ msi3Ap Adapter Si/He 15/15 2,5m | FZ | 109.89
773843 | PNOZ msi3Bp Adapter Si/He 15/15 2,5m | FZ | 109.89
773844 | PNOZ msi1AP Adapter Si/He 25/25 5,0m | FZ | 112.64
773845 | PNOZ msi b4 Box | FZ | 72.54
773846 | PNOZ MSI19P ADAPTER ELAU PACDrive3 1,5m | FZ | 146.52
773847 | PNOZ MSI19P ADAPTER ELAU PACDrive3 2,5m | FZ | 154.5
773848 | PNOZ msi4Bp Adapter SMC30 15/15 5,0m | FZ | 112.64
773849 | PNOZ msi4Bp Adapter SMC30 15/15 2,5m | FZ | 109.89
773854 | PNOZ msi10p Adapter Cable 2,5m | FZ | 38.23
773855 | PNOZ msi11p Adapter Cable 1,5m | FZ | 36.62
773856 | PNOZ msi9p Adapter Cable 5,0m | FZ | 44.17
773857 | PNOZ msi5p Adapter Bos/Rex 15/15 2,5m | FZ | 109.89
773858 | PNOZ msi5p Adapter Bos/Rex 15/15 1,5m | FZ | 107.3
773859 | PNOZ msi6p Adapter Elau 9/9 7,5m | FZ | 122.05
773860 | PNOZ msi6p Adapter Elau 9/9 2,5m | FZ | 109.89
773861 | PNOZ msi6p Adapter Elau 9/9 1,5m | FZ | 107.3
773862 | PNOZ msi8p Adapter Lenze 9/9 2,5m | FZ | 109.89
773863 | PNOZ msi8p Adapter Lenze 9/9 1,5m | FZ | 107.3
773864 | PNOZ msi7p Adapter SEW 15/15 2,5m | FZ | 109.89
773865 | PNOZ msi7p Adapter SEW 15/15 1,5m | FZ | 107.3
773866 | PNOZ msi4Bp Adapter SMC30 15/15 1,5m | FZ | 105.27
773867 | PNOZ msi16p ADAPTER Baumuell 15/15 2,5m | FZ | 109.89
773868 | PNOZ msi12p Rockwell 15/15 2,5m | FZ | 109.89
773869 | PNOZ msi13p Fanuc 20/20 2,5m | FZ | 234.55
773870 | PNOZ msi S09 | FZ | 165.2
773871 | PNOZ msi S15 | FZ | 189.24
773872 | PNOZ msi S25 | FZ | 217.17
773873 | PNOZ msi6p Adapter Elau 9/9 4,0m | FZ | 111.35
773874 | PNOZ msi15p Adapter Tendo 15/15 2,5m | FZ | 109.89
773875 | PNOZ msi17p Bos/Rex 15/15 5,0m | FZ | 114.82
773876 | PNOZ msi1Ap Adapter Si/He 25/25 1,5m | FZ | 107.3
773877 | PNOZ msi1Bp Adapter Si/He 25/25 1,5m | FZ | 107.3
773878 | PNOZ msi14p Leroy 15/15 2,5m | FZ | 109.89
773879 | PNOZ msi20p Parker HD 15/15 2,5m | FZ | 108
773880 | PNOZ msi b1 Box 15p | FZ | 259.74
773881 | PNOZ msi b0 cable 15/RJ45 | FZ | 38.96
773882 | PNOZ msi b1 Box 9p | FZ | 179.52
773883 | PNOZ msi b1 Box 25p | FZ | 191.69
773884 | PNOZ msi b0 cable 25/RJ45 | FZ | 48.79
773885 | PNOZ msi21p Adapter Bos/Rex 15/15 2,5m | FZ | 109.89
773886 | PNOZ msi21p Adapter Bos/Rex 15/15 1,5m | FZ | 107.3
773888 | PNOZ msi18p Adapter Bos/Rex 15/15 1,5m | FZ | 107.3
773890 | PNOZ mli1p 5m screw | FZ | 71.81
773891 | PNOZ mli1p 10m screw | FZ | 95.7
773892 | PNOZ mli1p 50m screw | FZ | 167.65
773893 | PNOZ mli1p 5m spring | FZ | 71.81
773894 | PNOZ mli1p 10m spring | FZ | 95.7
773895 | PNOZ mli1p 50m spring | FZ | 167.65
773896 | PNOZ mli1p 1,5m spring | FZ | 64.58
773897 | PNOZ mli1p 1,5m screw | FZ | 64.58
773900 | PNOZ pe1p | G7 | 370.09
773950 | PNOZ p1vp 30s | G5 | 564.73
774002 | PNOZ 10 48VAC 6n/o 4n/c | FJ | 445.83
774006 | PNOZ 10 230-240VAC 6n/o 4n/c | FJ | 445.83
774009 | PNOZ 10 24VDC 6n/o 4n/c | FJ | 445.83
774012 | PNOZ 2VJ 24VDC 3n/o 1n/c 2n/o t | FJ | 537.21
774013 | PNOZ 2VQ 24VDC 3n/o 1n/c 2n/o t | FJ | 537.21
774019 | PZW 30/24VDC 1n/o 2n/c | FP | 221.52
774026 | PZA 300/230VAC 1n/o 2n/c | FP | 201.33
774028 | PZA 600/24VDC 1n/o 2n/c | FP | 201.33
774029 | PZA 300/24VDC 1n/o 2n/c | FP | 201.33
774030 | PZA 30/24VDC 1n/o 2n/c | FP | 201.33
774040 | PZA 30/230VAC 1n/o 2 n/c | FP | 201.33
774041 | PZA 3/24VDC 1n/o 2n/c | FP | 201.33
774042 | PZW 3/24VDC 1n/o 2n/c | FP | 221.52
774050 | PNOZ 15 24VDC 3n/o 1n/o 1n/c | FJ | 415.39
774051 | PNOZ X7.1 24VAC/DC 1n/o 1n/c | FJ | 151.97
774053 | PNOZ X7 110VAC 2n/o | FJ | 151.97
774054 | PNOZ X7 115VAC 2n/o | FJ | 151.97
774055 | PNOZ X7 120VAC 2n/o | FJ | 151.97
774056 | PNOZ X7 230VAC 2n/o | FJ | 151.97
774057 | PNOZ X7 240VAC 2n/o | FJ | 151.97
774059 | PNOZ X7 24VACDC 2n/o | FJ | 151.97
774060 | PNOZ 16 24VAC 24VDC 2n/o | FL | 208.66
774063 | PNOZ 16 110VAC 24VDC 2n/o | FL | 208.66
774066 | PNOZ 16 230VAC 24VDC 2n/o | FL | 208.66
774070 | PNOZ 16S 24VAC 24VDC 2n/o 2so | FL | 225.82
774073 | PNOZ 16S 110VAC 24VDC 2n/o 2so | FL | 225.82
774076 | PNOZ 16S 230VAC 24VDC 2n/o 2so | FL | 225.82
774080 | PNOZ 11 24VAC 24VDC 7n/o 1n/c | FJ | 430.03
774081 | PNOZ 11 42VAC 24VDC 7n/o 1n/c | FJ | 430.03
774085 | PNOZ 11 110-120VAC 24VDC 7n/o 1n/c | FJ | 430.03
774086 | PNOZ 11 230-240VAC 24VDC 7n/o 1n/c | FJ | 430.03
774090 | SCHUTZKAPPE P-93 (VE 20 St.) | FN | 35.98
774120 | PNOZ K2.1 24VDC 2n/o Sondergerät | FJ | 169.49
774130 | PNOZ e1p 24VDC 2so | FT | 218.64
774131 | PNOZ e1vp 10/24VDC 1so 1so t | FT | 338.13
774132 | PNOZ e1vp 300/24VDC 1so 1so t | FT | 338.13
774133 | PNOZ e1.1p 24VDC 2so | FT | 248.64
774135 | PNOZ e2.2p 24VDC 2so | FS | 344.22
774136 | PNOZ e2.1p 24VDC 2so | FS | 402.36
774137 | PNOZ e3vp 10/24VDC 1so 1so t | FT | 333.06
774138 | PNOZ e3vp 300/24VDC 1so 1so t | FT | 333.06
774139 | PNOZ e3.1p 24VDC 2so | FT | 243.4
774143 | PZE 9 110-120VAC 8n/o 1n/c | FK | 286.77
774148 | PZE 9 230-240VAC 8n/o 1n/c | FK | 286.77
774150 | PZE 9 24VDC 8n/o 1n/c | FK | 286.77
774180 | PNOZ e4.1p 24VDC 2so | FU | 252.36
774181 | PNOZ e4vp 10/24VDC 1so 1so t | FU | 341.86
774190 | PNOZ e5.11p 24VDC 2so | FT | 466.26
774191 | PNOZ e5.13p 24VDC 2so | FT | 447.1
774192 | PNOZ e6.1p 24VDC 4n/o 2so | FT | 427.62
774193 | PNOZ e6vp 24VDC 4n/o 1so 1so t | FT | 516.95
774197 | PNOZ e7p 24VDC 2 so | FT | 368.15
774198 | PNOZ e8.1p 24VDC 2so | FT | 546.11
774260 | PLID d1 | NR | 338.5
774300 | PNOZ X1 24VAC/DC 3n/o 1n/c | FJ | 180.89
774303 | PNOZ X2 24VAC/DC 2n/o | FJ | 182.27
774304 | PNOZ X2C 24VAC/DC 2n/o | FJ | 182.27
774305 | PNOZ X2.1C 24VAC/DC 2n/o | FJ | 182.27
774306 | PNOZ X2.1 24VAC/DC 2n/o | FJ | 182.27
774309 | PNOZ X3.2 230VAC 24VDC 3n/o 1n/c 1so | FJ | 244.75
774310 | PNOZ X3 24VAC 24VDC 3n/o 1n/c 1so | FJ | 244.75
774311 | PNOZ X3 42VAC 24VDC 3n/o 1n/c 1so | FJ | 244.75
774312 | PNOZ X3 48VAC 24VDC 3n/o 1n/c 1so | FJ | 244.75
774314 | PNOZ X3 110VAC 24VDC 3n/o 1n/c 1so | FJ | 244.75
774315 | PNOZ X3 115VAC 24VDC 3n/o 1n/c 1so | FJ | 244.75
774316 | PNOZ X3 120VAC 24VDC 3n/o 1n/c 1so | FJ | 244.75
774318 | PNOZ X3 230VAC 24VDC 3n/o 1n/c 1so | FJ | 244.75
774319 | PNOZ X3 240VAC 24VDC 3n/o 1n/c 1so | FJ | 244.75
774321 | PNOZ X3.1 230VAC 24VDC 3n/o 1n/c 1so | FJ | 259.27
774322 | PNOZ X3.1 240VAC 24VDC 3n/o 1n/c 1so | FJ | 259.27
774325 | PNOZ X5 24VACDC 2n/o | FJ | 191.11
774326 | PNOZ X5 12VDC 2n/o | FJ | 191.11
774330 | P2HZ X1 24VAC 3n/o 1n/c | FI | 586.31
774340 | P2HZ X1 24VDC 3n/o 1n/c | FI | 586.31
774350 | P2HZ X3 24VDC 2n/o 1n/c | FI | 403.92
774360 | P1HZ X1 24VDC 2n/o | FI | 260.64
774434 | P2HZ X1 110VAC 3n/o 1n/c | FI | 586.31
774435 | P2HZ X1 115VAC 3n/o 1n/c | FI | 586.31
774438 | P2HZ X1 230VAC 3n/o 1n/c | FI | 586.31
774500 | PNOZ XV2 30/24VDC 2n/o 2n/o t | FP | 364.92
774502 | PNOZ XV2 3/24VDC 2n/o 2n/o t | FP | 364.92
774504 | PNOZ XV2 0.5/24VDC 2n/o 2n/o fix | FP | 364.92
774505 | PNOZ XV2 3/24VDC 2n/o 2n/o fix | FP | 364.92
774508 | PNOZ XV2 300/24VDC 2n/o 2n/o t | FP | 364.92
774517 | PNOZ X2.4V 1/24VDC 4n/o 1so fix | FP | 319.98
774530 | PNOZ XV3.1 30/24VDC 3n/o 1n/c 2n/o t | FP | 375.02
774532 | PNOZ XV3.1 3/24VDC 3n/o 1n/c 2n/o t | FP | 375.02
774540 | PNOZ XV3 30/24VDC 3n/o 2n/o t | FP | 370.34
774542 | PNOZ XV3 3/24VDC 3n/o 2n/o t | FP | 370.34
774544 | PNOZ XV3 0.5/24VDC 3n/o 2n/o t fix | FP | 370.34
774548 | PNOZ XV3 300/24VDC 3n/o 2n/o t | FP | 370.34
774549 | PNOZ X13 24VDC 5n/o 1n/c | FJ | 419.81
774550 | PNOZ XV2.1 30/24-240VACDC 2n/o 2n/o t | FP | 403.92
774552 | PNOZ XV2.1 3/24-240VACDC 2n/o 2n/o t | FP | 403.92
774580 | PZE X4V 0,5/24VDC 4n/o fix | FK | 175.07
774581 | PZE X4V 1/24VDC 4n/o fix | FK | 175.07
774582 | PZE X4V 2/24VDC 4n/o fix | FK | 175.07
774583 | PZE X4V 3/24VDC 4n/o fix | FK | 175.07
774584 | PZE X4V8 24VDC 4n/o | FK | 227.32
774585 | PZE X4 24VDC 4n/o | FK | 155.01
774586 | PZE X4V 0,7/24VDC 4n/o fix | FK | 175.07
774595 | PZE X5 24VDC 5n/o | FK | 244.75
774605 | PNOZ X9 100-120VAC 24VDC 7n/o 2n/c 2so | FJ | 500.87
774606 | PNOZ X9 200-230VAC 24VDC 7n/o 2n/c 2so | FJ | 500.87
774607 | PNOZ X2.2 24VAC/DC 2n/o | FJ | 189.45
774609 | PNOZ X9 24VAC 24VDC 7n/o 2 n/c 2so | FJ | 500.87
774610 | PNOZ XV3.1 30/24-240VACDC 3no 1nc 2no t | FP | 409.72
774618 | PNOZ XV3.1 300/24-240VACDC 3no 1nc 2no t | FP | 409.72
774639 | KOP-XE | FZ | 23.9
774706 | PNOZ X10 230-240VAC 6n/o 4n/c 3LED | FJ | 458.95
774709 | PNOZ X10 24VDC 6n/o 4n/c 3LED | FJ | 458.95
774729 | PNOZ X6 24VAC 24VDC 3n/o | FJ | 395.33
774730 | PNOZ X4 24VDC 3n/o 1n/c | FJ | 246.26
774731 | PNOZ X4 24VAC 3n/o 1n/c | FJ | 246.26
774734 | PNOZ X4 110VAC 3n/o 1n/c | FJ | 246.26
774735 | PNOZ X4 115VAC 3n/o 1n/c | FJ | 246.26
774738 | PNOZ X4 230VAC 3n/o 1n/c | FJ | 246.26
774739 | PNOZ X4 240VAC 3n/o 1n/c | FJ | 246.26
774746 | PNOZ X10.1 230-240VAC 6n/o 4n/c 6LED | FJ | 471.95
774749 | PNOZ X10.1 24VDC 6n/o 4n/c 6LED | FJ | 471.95
774760 | PNOZ 8 24VDC 3n/o 1n/c 2so | FJ | 504.91
774789 | PNOZ V 3s 24VDC 3n/o 1n/c 1n/o t | FJ | 369.08
774790 | PNOZ V 30s 24VDC 3n/o 1n/c 1n/o t | FJ | 369.08
774791 | PNOZ V 300s 24VDC 3n/o 1n/c 1n/o t | FJ | 369.08
775600 | PNOZ 1 24VAC 3n/o 1n/c | FJ | 312.8
775630 | PNOZ 1 110-120VAC 3n/o 1n/c | FJ | 312.8
775650 | PNOZ 1 230-240VAC 3n/o 1n/c | FJ | 312.8
775695 | PNOZ 1 24VDC 3n/o 1n/c | FJ | 312.8
775850 | PNOZ 2 230VAC 3n/o 1n/c | FJ | 363.27
777056 | PNOZ X7P 230-240VAC 2n/o | FJ | 159.16
777059 | PNOZ X7P 24VAC/DC 2n/o | FJ | 159.16
777070 | PNOZ 16SP 24VAC 24VDC 2n/o | FL | 233.13
777076 | PNOZ 16SP 230VAC 24VDC 2n/o | FL | 233.13
777080 | PNOZ X11P 24VAC 24VDC 7n/o 1n/c 2so | FJ | 444.44
777086 | PNOZ X11P 230-240VAC 24VDC 7n/o 1n/c 2so | FJ | 444.44
777100 | PNOZ X1P 24VDC 3n/o 1n/c | FJ | 186.94
777140 | PZE 9P 24VACDC 8n/o 1n/c | FK | 327.3
777148 | PZE 9P 24VACDC 24-240VACDC 8n/o 1n/c | FK | 327.3
777150 | PZE X5P 24VDC 5n/o 2so | FK | 312.8
777300 | PNOZ X2.9P 24VDC 3n/o 1n/c | FJ | 210.04
777301 | PNOZ X2.8P 24VACDC 3n/o 1n/c | FJ | 205.92
777302 | PNOZ X2.8P 24-240VAC/DC 3n/o 1n/c | FJ | 215.71
777303 | PNOZ X2P 24VACDC 2n/o | FJ | 189.45
777304 | PNOZ X2.3P 24VACDC 3n/o | FJ | 254.86
777305 | PNOZ X2.7P 24VACDC 3n/o 1n/c | FJ | 210.04
777306 | PNOZ X2.7P 24-240VAC/DC 3n/o 1n/c | FJ | 215.71
777307 | PNOZ X2P 48-240VACDC 2n/o | FJ | 192.6
777308 | PNOZ X2.5P 24VDC 2n/o 1so | FJ | 259.27
777310 | PNOZ X3P 24VDC 24VAC 3n/o 1n/c 1so | FJ | 251.94
777313 | PNOZ X3P 24-240VACDC 3n/o 1n/c 1so | FJ | 259.27
777314 | PNOZ X3.10P 24VACDC 3n/o 1n/c 1so | FJ | 249.05
777340 | P2HZ X1P 24VDC 3n/o 1n/c 2so | FI | 593.63
777354 | P2HZ X4P 24VAC 3n/o 1n/c | FI | 419.81
777355 | P2HZ X4P 24VDC 3n/o 1n/c | FI | 419.81
777438 | P2HZ X1P 230VAC 3n/o 1n/c 2so | FI | 593.63
777500 | PNOZ XV2P 30/24VDC 2n/o 2n/o t | FP | 372.23
777502 | PNOZ XV2P 3/24VDC 2n/o 2n/o t | FP | 372.23
777510 | PNOZ XV3P 30/24 VDC 3n/o 2n/o t | FP | 377.66
777511 | PNOZ XV3.3P 30/24VDC 3n/o 2n/o t | FP | 377.66
777512 | PNOZ XV3P 3/24 VDC 3n/o 2n/o t | FP | 377.66
777514 | PNOZ XV3P 0.5/24VDC 3n/o 2n/o t fix | FP | 377.66
777518 | PNOZ XV3P 300/24VDC 3n/o 2n/o t | FP | 377.66
777520 | PNOZ XV3.1P 30/24VDC 3n/o 1n/c 2n/o t | FP | 389.52
777522 | PNOZ XV3.1P 3/24VDC 3n/o 1n/c 2n/o t | FP | 389.52
777530 | PNOZ XV3.1P 30/24-240VACDC 3no 1nc 2no t | FP | 424.23
777532 | PNOZ XV3.1P 3/24-240VACDC 3no 1nc 2no t | FP | 424.23
777538 | PNOZ XV3.1P 300/24-240VACDC 3no 1nc 2no | FP | 424.23
777580 | PZE X4VP 0,5/24VDC 4n/o fix | FK | 182.27
777581 | PZE X4VP 1/24VDC 4n/o fix | FK | 182.27
777582 | PZE X4VP 2/24VDC 4n/o fix | FK | 182.27
777583 | PZE X4VP 3/24VDC 4n/o fix | FK | 182.27
777584 | PZE X4VP8 24VDC 4n/o | FK | 233.13
777585 | PZE X4P 24VDC 4n/o | FK | 162.2
777586 | PZE X4VP4 24VDC 4n/o | FK | 233.13
777587 | PZE X4.1P 24VDC 4n/o | FK | 166.37
777588 | PZE X4.1P 24-240VAC/DC 4n/o | FK | 173.69
777601 | PNOZ XV1P 3/24VDC 2n/o 1n/o t | FP | 293.98
777602 | PNOZ XV1P 30/24VDC 2n/o 1n/o t | FP | 293.98
777606 | PNOZ X9P 24DC 24-240VACDC 7no 2nc 2so | FJ | 515.37
777607 | PNOZ X9P 12VDC 7n/o 2n/c 2so | FJ | 515.37
777609 | PNOZ X9P 24VDC 7n/o 2n/c 2so | FJ | 515.37
777750 | PNOZ X10.11P 24VDC 6n/o 4n/c 6LED | FJ | 513.86
777760 | PNOZ X8P 24 VDC 3n/o 2n/c 2so | FJ | 400.89
777768 | PNOZ X8P 230VAC 3n/o 2n/c 2so | FJ | 400.89
777949 | PSWZ X1P 0,5V /24-240VACDC 2n/o 1n/c 2so | FO | 542.76
777950 | PSWZ X1P 3V /24-240VACDC 2n/o 1n/c 2so | FO | 542.76
777951 | PSWZ X1P 0,0075-0,5V/24-240VACDC | FO | 542.76
777959 | PSWZ X1P 0,5V/24-240VACDC coated | FO | 598.94
778010 | PMUT X1P 24VDC 3n/o 1n/c 5so | FM | 578.98
779000 | PNOZmulti Tool-Kit | FY | 231.92
779110 | PNOZmulti Bus-Terminator | FZ | 17.24
779112 | PNOZmulti Bus-Terminator coated | FZ | 74.71
779120 | PNOZpower Bus-Terminator | G7 | 21.01
779126 | PNOZmulti accessory package | FZ | 62.99
779200 | PNOZmulti Chipcard Set 10 pieces 8kB | FZ | 119.74
779201 | PNOZmulti Chipcard 1 piece 8kB | FZ | 13.19
779211 | PNOZmulti Chipcard 1 piece 32kB | FZ | 20.85
779212 | PNOZmulti Chipcard Set 10 pieces 32kB | FZ | 179.52
779213 | USB Memory 512MB | FZ | 31.27
779230 | PNOZ Chip Card Reader | FZ | 89.46
779240 | Chipcard Holder (Sparepart) | FZ | 11.87
779250 | PNOZmulti Seal 12 pieces | FZ | 11.87
779260 | PNOZ mm0.xp connector left (10 pcs) | FZ | 47.92
779261 | PNOZ mm0.xp terminator left (10 pcs.) | FZ | 40.69
783100 | Set spring terminals PNOZ m0p/m1p/m2p | FZ | 43.29
783400 | Set spring term mi1p/mi2p/mo1p/mo3p/ml1p | FZ | 11.87
783520 | Set spring terminals PNOZ mo2p | FZ | 6.08
783536 | Set spring terminals PNOZ mo4p/mo5p | FZ | 11.87
783537 | 10 Set spring terminals PNOZ mo4p/mo5p | FZ | 119.74
783538 | Spring terminals PNOZ mmc2p, mml1p 1 pc. | FZ | 7.23
783539 | Spring terminals PNOZ mmc2p,mml1p 10 pcs | FZ | 63.84
783540 | Spring terminals PNOZ mml2p | FZ | 28.67
783541 | Spring terminals PNOZ mml2p 10 pcs. | FZ | 247.56
783542 | Spring terminals PNOZ mmcxp, 1 pc. | FZ | 7.23
783543 | Spring terminals PNOZ mmcxp, 10 pcs. | FZ | 63.84
783544 | Spring terminals PNOZ 2MM 1 set | FZ | 6.96
783545 | Spring terminals PNOZ 2MM 10 sets | FZ | 61.68
783700 | Set spring terminals PNOZ mc1p/ma1p | FZ | 14.48
783800 | Set spring terminals PNOZms1p/ms2p | FZ | 7.23
783801 | PNOZms1p 10 Set spring loaded terminals | FZ | 71.81
784130 | PNOZ e1p C 24VDC 2so | FT | 222.56
784131 | PNOZ e1vp C 10/24VDC 1so 1so t | FT | 341.86
784132 | PNOZ e1vp C 300/24VDC 1so 1so t | FT | 341.86
784133 | PNOZ e1.1p C 24VDC 2so | FT | 252.36
784135 | PNOZ e2.2p C 24VDC 2so | FS | 348.3
784136 | PNOZ e2.1p C 24VDC 2so | FS | 406.42
784137 | PNOZ e3vp C 10/24VDC 1so 1so t | FT | 336.76
784138 | PNOZ e3vp C 300/24VDC 1so 1so t | FT | 336.76
784139 | PNOZ e3.1p C 24VDC 2so | FT | 247.62
784180 | PNOZ e4.1p C 24VDC 2so | FU | 256.28
784181 | PNOZ e4vp C 10/24VDC 1so 1so t | FU | 345.75
784190 | PNOZ e5.11p C 24VDC 2so | FT | 470.52
784191 | PNOZ e5.13p C 24VDC 2so | FT | 451.21
784192 | PNOZ e6.1p C 24VDC 4n/o 2so | FT | 435.44
784193 | PNOZ e6vp C 24VDC 4n/o 1so 1so t | FT | 524.88
784197 | PNOZ e7p C 24VDC 2 so | FT | 368.15
784198 | PNOZ e8.1p C 24VDC 2so | FT | 546.11
784260 | PLID d1 C | NR | 338.5
787059 | PNOZ X7P C 24VAC/DC 2n/o | FJ | 162.2
787080 | PNOZ X11P C 24VAC 24VDC 7n/o 1n/c 2so | FJ | 453.14
787086 | PNOZ X11P C 230-240VAC 7n/o 1n/c 2so | FJ | 453.14
787100 | PNOZ X1P C 24VDC 3n/o 1n/c | FJ | 189.45
787140 | PZE 9P C 24VACDC 8n/o 1n/c | FK | 336
787148 | PZE 9P C 24VACDC 24-240VACDC 8n/o 1n/c | FK | 336
787250 | DUMMY MODULE PNOZ DM X2.7P/X2.8P C | FN | 62.41
787300 | PNOZ X2.9P C 24VDC 3n/o 1n/c | FJ | 212.82
787301 | PNOZ X2.8P C 24VACDC 3n/o 1n/c | FJ | 212.82
787302 | PNOZ X2.8P C 24-240VAC/DC 3n/o 1n/c | FJ | 218.63
787303 | PNOZ X2P C 24VACDC 2n/o | FJ | 192.6
787304 | PNOZ X2.3P C 24VACDC 3n/o | FJ | 257.61
787305 | PNOZ X2.7P C 24VACDC 3n/o 1n/c | FJ | 212.82
787306 | PNOZ X2.7P C 24-240VAC/DC 3n/o 1n/c | FJ | 218.63
787307 | PNOZ X2P C 48-240VACDC 2n/o | FJ | 195.53
787310 | PNOZ X3P C 24VDC 24VAC 3n/o 1n/c 1so | FJ | 257.61
787313 | PNOZ X3P C 24-240VACDC 3n/o 1n/c 1so | FJ | 264.95
787314 | PNOZ X3.10P C 24VACDC 3n/o 1n/c 1so | FJ | 254.86
787340 | P2HZ X1P C 24VDC 3n/o 1n/c 2so | FI | 599.31
787355 | P2HZ X4P C 24VDC 3n/o 1n/c | FI | 422.73
787500 | PNOZ XV2P C 30/24VDC 2n/o 2n/o t | FP | 377.66
787502 | PNOZ XV2P C 3/24VDC 2n/o 2n/o t | FP | 377.66
787510 | PNOZ XV3P C 30/24 VDC 3n/o 2n/o t | FP | 383.6
787512 | PNOZ XV3P C 3/24 VDC 3n/o 2n/o t | FP | 383.6
787520 | PNOZ XV3.1P C 30/24VDC 3n/o 1n/c 2n/o t | FP | 398.11
787530 | PNOZ XV3.1P C 30/24-240VACDC 3no 1nc 2no | FP | 432.83
787580 | PZE X4VP C 0,5/24VDC 4n/o fix | FK | 185.31
787581 | PZE X4VP C 1/24VDC 4n/o fix | FK | 185.31
787583 | PZE X4VP C 3/24VDC 4n/o fix | FK | 185.31
787584 | PZE X4VP8 C 24VDC 4n/o | FK | 238.96
787585 | PZE X4P C 24VDC 4n/o | FK | 165.1
787586 | PZE X4VP4 C 24VDC 4n/o | FK | 238.96
787587 | PZE X4.1P C 24VDC 4n/o | FK | 169.52
787588 | PZE X4.1P C 24-240VAC/DC 4n/o | FK | 176.84
787601 | PNOZ XV1P C 3/24VDC 2n/o 1n/o t | FP | 296.76
787602 | PNOZ XV1P C 30/24VDC 2n/o 1n/o t | FP | 296.76
787609 | PNOZ X9P C 24VDC 7n/o 2n/c 2so | FJ | 524.07
787750 | PNOZ X10.11P C 24VDC 6n/o 4n/c 6LED | FJ | 522.7
787760 | PNOZ X8P C 24 VDC 3n/o 2n/c 2so | FJ | 406.69
787949 | PSWZ X1P C 0,5V/24-240VACDC 2n/o 1n/c2so | FO | 548.69
787950 | PSWZ X1P C 3V/24-240VACDC 2n/o 1n/c2so | FO | 548.69
787951 | PSWZ X1P C 0,0075-0,5V/24-240VACDC | FO | 542.76
793100 | Set screw terminals, PNOZ m0p/m1p/m2p | FZ | 43.29
793300 | PNOZ p1p Set plug in screw terminals | G7 | 26.12
793305 | PNOZ p1p inverse Set plug in screw term. | G7 | 26.12
793400 | Set screw term. mi1p/mi2p/mo1p/mo3p/ml1p | FZ | 11.87
793520 | Set screw terminals PNOZ mo2p | FZ | 6.08
793536 | Set screw terminals PNOZ mo4p/mo5p | FZ | 11.87
793537 | 10 Set screw terminals PNOZ mo4p/mo5p | FZ | 119.74
793538 | Screw terminals PNOZ mmc2p, mml1p 1 pc. | FZ | 7.23
793539 | Screw terminals PNOZ mmc2p,mml1p 10 pcs. | FZ | 63.84
793540 | Screw terminals PNOZ mml2p | FZ | 28.67
793541 | Screw terminals PNOZ mml2p 10 pcs. | FZ | 247.56
793542 | Screw terminals PNOZ mmcxp, 1 pc. | FZ | 7.23
793543 | Screw terminals PNOZ mmcxp, 10 pcs. | FZ | 63.84
793544 | Screw terminals PNOZ 2MM 1 set | FZ | 6.96
793545 | Screw terminals PNOZ 2MM 10 sets | FZ | 61.68
793631 | PNOZ po3.2p Set plug in screw terminals | G7 | 32.87
793700 | Set screw terminals PNOZ mc1p/ma1p | FZ | 14.48
793800 | Set screw terminals PNOZms1p/ms2p | FZ | 7.23
793801 | PNOZms1p 10 Set plug in screw terminals | FZ | 71.81
827100 | ZUZ 24VDC 24/110/230VAC 2c/o | FB | 193.28
827110 | ZUZ-S 42/48/120/240VAC 2c/o | FB | 193.28
827220 | S1UM 24VDC UM 0.1-500VAC/DC | FB | 190.16
827225 | S1UM 24VDC UM 0.1-500VAC/DC UP | FB | 213.61
827240 | S1UM 42-48VAC UM 0.1-500VAC/DC | FB | 190.16
827245 | S1UM 42-48VAC UM 0.1-500VAC/DC UP | FB | 192.04
827250 | S1UM 110-130VAC UM 0.1-500VAC/DC | FB | 190.16
827260 | S1UM 230-240VAC UM 0.1-500VAC/DC | FB | 190.16
827265 | S1UM 230-240VAC UM 0.1-500VAC/DC UP | FB | 192.04
828010 | S1IM 24VDC IM 0.01-15 A | FB | 202.81
828035 | S1IM 24VDC IM 0.01-15 A UP | FB | 225.81
828050 | S1IM 230-240VAC IM 0.01-15 A | FB | 202.81
837271 | S3UM 24VDC UM 400/440VAC H40 | FB | 340.9
837300 | S3UM 24VAC UM 208/400/480VAC | FB | 365.15
837380 | S3UM 230VAC UM 415/460VAC | FB | 340.9
838000 | S1UK 24VACDC 120/240VAC UM 1VAC/DC | FB | 148.86
839770 | S1MS 400VAC 2c/o | FB | 97.59
840400 | S1MN 24VAC/DC 2c/o | FB | 143.57
840410 | S1MN 110VAC 2c/o | FB | 143.57
840415 | S1MN 230VAC 2c/o | FB | 136.69
840420 | S1MN 240VAC 2c/o | FB | 143.57
840620 | S1MO 48VAC 2c/o | FB | 142.01
840725 | S1MS 48VAC 2c/o | FB | 97.59
840760 | S1MS 230VAC 2c/o | FB | 90.39
840775 | S1MS 24VAC/DC 2c/o | FB | 97.59
841000 | PFU6 24V-240VAC/DC UM 0-690VAC/DC | FB | 761.08
884100 | S1EN 50KOhm 24-240VAC/DC | FB | 462.73
884110 | S1EN 200KOhm 24-240VAC/DC | FB | 462.73
890010 | S1WP 9A 24VDC UM 0-240VAC/DC | FB | 329.81
890020 | S1WP 9A 24VDC UM 0-415VAC/DC | FB | 329.81
890030 | S1WP 9A 24VDC UM 0-550VAC/DC | FB | 329.81
890050 | S1WP 9A 110-230VAC/DC UM 0-240VAC/DC | FB | 329.81
890060 | S1WP 9A 110-230VAC/DC UM 0-415VAC/DC | FB | 329.81
890065 | S1WP 9A 110-230VAC/DC UM 0-415VAC 0% | FB | 329.81
890070 | S1WP 9A 110-230VAC/DC UM 0-550VAC/DC | FB | 329.81
890071 | S1WP 9A 110-230VAC/DC UM 0-550VACDC Ts=0 | FB | 329.81
890110 | S1WP 18A 24VDC UM 0-240VAC/DC | FB | 329.81
890120 | S1WP 18A 24VDC UM 0-415VAC/DC | FB | 329.81
890130 | S1WP 18A 24VDC UM 0-550VAC/DC | FB | 329.81
890140 | S1WP 18A 110-230VAC/DC UM 0-120VAC/DC | FB | 329.81
890160 | S1WP 18A 110-230VAC/DC UM 0-415VAC/DC | FB | 329.81
890165 | S1WP 18A 110-230VAC/DC UM 0-415VAC 0% | FB | 329.81
890200 | S1PN 200-240VAC 2c/o | FB | 111.03
890210 | S1PN 400-500VAC 2c/o | FB | 111.03
890220 | S1PN 550-690VAC 2c/o | FB | 111.03
1106100 | PMCtendo DD4 Ersatz BGR Steckersatz | FA | 353.63
1802620 | Cable Can PMCLink>PMCLink:L=2,0m | F6 | 9.09
1802949 | Cable interface PC RS232>DD4/primo Drive | F6 | 65.99
1803117 | Cable Can PMCLink>PMCLink:L=0,7m | F6 | 56.67
1803136 | Cable Can PMCLink>PMCLink:L=0,25m | F6 | 43.6
4105413 | PMCtendo DD4.01/112/230-480V | F9 | 4989.07
4105416 | PMCtendo DD4.20/112/230-480V | F9 | 8500.82
4105417 | PMCtendo DD4.10/112/230-480V | F9 | 6750.04
4105418 | PMCtendo DD4.06/112/230-480V | F9 | 5552.76
4105419 | PMCtendo DD4.03/112/230-480V | F9 | 5075.25
4105424 | PMCtendo DD4 Motorstecker Bausatz | FA | 124.44
4105493 | PMCtendo DD4.14/112/230-480V | F9 | 7628.84
4105531 | PMCtendo DD4 D1 I/O-Karte | FA | 1015.5
4105573 | PMCtendo DD4.20/162/230-480V | F9 | 9105.88
4105574 | PMCtendo DD4.03/162/230-480V | F9 | 5598.59
4105618 | PMCtendo DD4.10/162/230-480V | F9 | 7273.67
4105687 | PMCtendo DD4.14/162/230-480V | F9 | 8234.45
4105779 | PMCtendo DD4 Profibus Karte | FA | 1078.53
4105812 | PMCtendo DD4.06/162/230-480V | F9 | 6077.41
8161147 | PMCtendo DD4.03/117/230-480V | F9 | 6738.57
8161153 | PMCtendo DD4.01/117/230-480V | F9 | 6647.5
8163583 | PMCtendo DD4.CAN-Adapter Slot version | FA | 188.27
8166771 | Netzfilter f. DD FFU 3X42K-KK | FA | 513.64
8170535 | Netzfilter f. DD FFU 3X30K-KK | FA | 450.85
8171507 | Netzfilter f. DD FFU 3X07K-KK | FA | 345.94
8171509 | Netzfilter f. DD FFU 3X16K-KK | FA | 415.01
8173716 | PMCtendo DD4.10/117/230-480V | F9 | 8092.45
8173796 | PMCtendo DD4.10/167/230-480V | F9 | 8616.33
8175961 | PMCtendo DD4.06/122/230-480V | F9 | 6896.44
8176000 | PMCtendo DD5.03/000/0/0/0/110-230VAC | F9 | 3796.21
8176001 | PMCtendo DD5.06/000/0/0/0/110-230VAC | F9 | 4291.02
8176002 | PMCtendo DD5.10/000/0/0/0/110-230VAC | F9 | 4985.67
8176003 | PMCtendo DD5.01/000/0/0/0/208-480VAC | F9 | 3520.13
8176004 | PMCtendo DD5.03/000/0/0/0/208-480VAC | F9 | 3880.05
8176005 | PMCtendo DD5.06/000/0/0/0/208-480VAC | F9 | 4355.7
8176092 | Widerstand Brems 300W/91R/T/U | FA | 419.33
8176100 | PMCprotego D.01/000/0/0/2/208-480VAC | N7 | 2571.65
8176101 | PMCprotego D.03/000/0/0/2/208-480VAC | N7 | 2680.05
8176102 | PMCprotego D.06/000/0/0/2/208-480VAC | N7 | 2836.68
8176103 | PMCprotego D.12/000/0/0/2/208-480VAC | N7 | 2979.24
8176104 | PMCprotego D.24/000/0/0/2/208-480VAC | N7 | 3955.04
8176108 | PMC Erweiterungskarte PosI/O-AIO | N8 | 756.47
8176188 | Widerstand Brems 600W/91R/T/U | FA | 474.42
8176230 | PMCtendo DD4.06/167/230-480V | F9 | 7419.55
8176278 | PMC Erweiterungskarte PosI/O | N8 | 293.05
8176280 | PMC Erweiterungskarte Profibus DP Slave | FA | 1015.5
8176300 | PMCprotego D.CAN-Adapter 01-24A | N8 | 143.42
8176330 | PMCprotego Motorsteckersatz | N8 | 37.37
8176332 | Widerstand Brems 600W/23R/T/U | N8 | 366.33
8176334 | Widerstand Brems 1600W/23R/T/U | N8 | 657.93
8176347 | PMCprotego D Stecker X0Y | N8 | 47.06
8176348 | PMCprotego D Stecker-Set X8Y + X4A | N8 | 61.83
8176364 | Widerstand Brems 1600W/10R/T/U | FA | 870.77
8176372 | Widerstand Brems 600W/33R/T/U | N8 | 353.41
8176374 | Widerstand Brems 1600W/33R/T/U | N8 | 648.66
8176376 | Widerstand Brems 1600W/15R/T/U | FA | 870.77
8176378 | Widerstand Brems 300W/66R/T/U | FA | 419.33
8176380 | Widerstand Brems 600W/66R/T/U | FA | 474.42
8176382 | Netzfilter f. DD FFU 3X100K-KK | FA | 836.58
8176423 | PMCprotego D.12/000/0/P/2/208-480VAC | N7 | 3250.25
8176424 | PMCprotego D.24/000/0/P/2/208-480VAC | N7 | 4225.87
8176425 | PMCprotego D.48/000/0/0/2/208-480VAC | N7 | 9016.66
8176426 | PMCprotego D.72/000/0/0/2/208-480VAC | N7 | 11152
8176470 | PMCprotego D.CAN-Adapter 48-72A | N8 | 106.24
8176510 | PMCprotego D.01/010/0/0/2/208-480VAC | N7 | 2850.79
8176513 | PMCprotego D.01/200/0/0/2/208-480VAC | N7 | 3292.34
8176514 | PMCprotego D.01/100/0/0/2/208-480VAC | N7 | 3292.34
8176520 | PMCprotego D.03/010/0/0/2/208-480VAC | N7 | 2959.18
8176523 | PMCprotego D.03/200/0/0/2/208-480VAC | N7 | 3400.57
8176524 | PMCprotego D.03/100/0/0/2/208-480VAC | N7 | 3400.57
8176530 | PMCprotego D.06/010/0/0/2/208-480VAC | N7 | 3115.81
8176533 | PMCprotego D.06/200/0/0/2/208-480VAC | N7 | 3557.2
8176534 | PMCprotego D.06/100/0/0/2/208-480VAC | N7 | 3557.2
8176535 | PMCprotego D.06/030/0/C/2/208-480VAC | N7 | 4699.04
8176540 | PMCprotego D.12/010/0/0/2/208-480VAC | N7 | 3258.36
8176543 | PMCprotego D.12/200/0/0/2/208-480VAC | N7 | 3699.73
8176544 | PMCprotego D.12/100/0/0/2/208-480VAC | N7 | 3699.73
8176547 | PMCprotego D.12/A00/0/0/2/208-480VAC | N7 | 3428.9
8176550 | PMCprotego D.12/010/0/P/2/208-480VAC | N7 | 3529.19
8176553 | PMCprotego D.12/200/0/P/2/208-480VAC | N7 | 3970.75
8176554 | PMCprotego D.12/100/0/P/2/208-480VAC | N7 | 3970.75
8176560 | PMCprotego D.24/010/0/0/2/208-480VAC | N7 | 4233.98
8176563 | PMCprotego D.24/200/0/0/2/208-480VAC | N7 | 4675.55
8176564 | PMCprotego D.24/100/0/0/2/208-480VAC | N7 | 4675.55
8176570 | PMCprotego D.24/010/0/P/2/208-480VAC | N7 | 4504.99
8176573 | PMCprotego D.24/200/0/P/2/208-480VAC | N7 | 4946.53
8176574 | PMCprotego D.24/100/0/P/2/208-480VAC | N7 | 4946.53
8176609 | PMCprotego D.01/A00/0/0/2/208-480VAC | N7 | 3021.3
8176637 | PMCprotego D.24/030/0/C/2/208-480VAC | N7 | 6432.73
8176639 | PMCprotego D.06/A00/0/0/2/208-480VAC | N7 | 3286.35
8176673 | PMCtendo DD5/400 Ersatz Steckersatz + X9 | FA | 347.8
8176674 | PMCprotegoD 01-24 Ersatz Steckersatz | N8 | 297.74
8176687 | PMCprotego D.72/030/0/C/2/208-480VAC | N7 | 13619.56
8176722 | PMCprimo DriveP.03/CC0/3/0/0/208-480VAC | IG | 5974.93
8176723 | PMCprimo DriveP.12/CC0/3/0/0/208-480VAC | IG | 6279.33
8176724 | PMCprimo DriveP.01/CC0/4/0/0/208-480VAC | IG | 5643.04
8176725 | PMCprimo DriveP.06/CC0/2/0/0/208-480VAC | IG | 5380.6
8176730 | PMCprimo DriveP.03/CC0/2/0/0/208-480VAC | IG | 5221.23
8176736 | PMCprimo DriveP.03/CB0/3/0/0/208-480VAC | IG | 6316.48
8176741 | PMCprimo DriveP.12/CC0/5/0/0/208-480VAC | IG | 6811.43
8176742 | PMCprimo DriveP.12/CC0/2/0/0/208-480VAC | IG | 5525.63
8176743 | PMCprimo DriveP.12/CD0/2/0/0/208-480VAC | IG | 5525.63
8176744 | PMCprimo DriveP.06/CD0/2/0/0/208-480VAC | IG | 5380.6
8176802 | PMCtendo SZ.31/0/1/2/7/K/H/60/00-K7002-0 | IV | 3396.05
8176807 | PMCtendo DD5.03/A00/0/0/0/208-480VAC | F9 | 4579.28
8176811 | PMCprotego D.01/000/0/0/2/110-230VAC | N7 | 2571.65
8176812 | PMCprotego D.03/000/0/0/2/110-230VAC | N7 | 2680.05
8176813 | PMCprotego D.06/000/0/0/2/110-230VAC | N7 | 2836.68
8176814 | PMCprotego D.12/000/0/0/2/110-230VAC | N7 | 2979.24
8176815 | PMCprotego D.12/000/0/P/2/110-230VAC | N7 | 3250.25
8176816 | PMCprotego D.24/000/0/0/2/110-230VAC | N7 | 3955.04
8176817 | PMCprotego D.24/000/0/P/2/110-230VAC | N7 | 4225.87
8176818 | PMCprotego D.01/A00/0/0/2/110-230VAC | N7 | 3021.3
8176819 | PMCprotego D.03/A00/0/0/2/110-230VAC | N7 | 3129.72
8176842 | PMCtendo SZ.72/1/2/2/7/K/H/30/00-P0007-0 | IV | 4248.57
8176844 | PMCtendo SZ.44/1/2/2/7/K/H/30/00-W0010-0 | IV | 4385.05
8176847 | PMCtendo DD5.06/A00/0/0/0/208-480VAC | F9 | 5054.97
8176851 | PMCtendo DD5.03/A00/0/0/0/110-230VAC | F9 | 4495.46
8176852 | PMCprimo C. Ersatz Stecker X40 | F6 | 57.89
8176853 | PMCprimo MC. Ersatz Steckersatz | F6 | 69.77
8176854 | PMCprotego D.06/A00/0/0/2/110-230VAC | N7 | 3286.35
8176858 | PMCtendo SZ.33/1/2/2/7/K/H/60/00-P0010-0 | IV | 4227.38
8176890 | PMCprimo C2. Ersatz Steckersatz | F6 | 17.86
8177000 | PMCtendo SZ.41/0/1/2/7/K/H/60/00 | IV | 1322.39
8177001 | PMCtendo SZ.41/0/1/2/7/K/H/30/00 | IV | 1322.39
8177002 | PMCtendo SZ.51/0/1/2/7/K/H/30/00 | IV | 1490.26
8177003 | PMCtendo SZ.71/0/1/2/7/K/H/30/00 | IV | 1907.02
8177004 | PMCtendo SZ.55/1/1/2/7/F/H/30/00 | IV | 3300.42
8177005 | PMCtendo SZ.75/0/1/2/7/W/H/30/00 | IV | 3068.84
8177007 | PMCtendo SZ.42/1/1/2/7/K/H/30/00 | IV | 2001
8177009 | PMCtendo SZ.44/0/1/2/7/K/H/30/00 | IV | 1622.08
8177010 | PMCtendo SZ.52/1/1/2/7/K/H/30/00 | IV | 2244.14
8177012 | PMCtendo SZ.55/0/2/2/7/K/H/45/00 | IV | 2484.36
8177014 | PMCtendo SZ.72/0/1/2/7/K/H/60/00 | IV | 2087.81
8177015 | PMCtendo SZ.73/0/1/2/7/K/H/45/00 | IV | 2349.79
8177016 | PMCtendo SZ.75/0/1/2/7/K/H/30/00 | IV | 2819.94
8177017 | PMCtendo SZ.52/0/1/2/7/K/H/30/00 | IV | 1671.05
8177018 | PMCtendo SZ.73/0/1/2/7/F/H/30/00 | IV | 3026.88
8177019 | PMCtendo SZ.51/0/2/2/7/K/H/30/00 | IV | 1878.13
8177020 | PMCtendo SZ.53/0/1/2/7/K/H/30/00 | IV | 1798.47
8177021 | PMCtendo SZ.53/0/1/2/7/K/H/60/00 | IV | 1768.47
8177022 | PMCtendo SZ.51/1/1/2/7/K/H/60/00 | IV | 2063.18
8177023 | PMCtendo SZ.31/0/1/2/7/K/H/60/00 | IV | 1108.3
8177024 | PMCtendo SZ.85/0/1/2/7/K/H/20/00 | IV | 5907.11
8177025 | PMCtendo SZ.73/0/1/2/7/K/H/30/00 | IV | 2348.85
8177026 | PMCtendo SZ.75/0/2/2/7/F/H/30/00 | IV | 3885.47
8177027 | PMCtendo SZ.75/2/1/2/7/F/H/45/00 | IV | 3497.03
8177028 | PMCtendo SZ.41/0/2/2/7/K/H/60/00 | IV | 1710.13
8177029 | PMCtendo SZ.41/1/2/2/7/K/H/60/00 | IV | 2176.7
8177030 | PMCtendo SZ.55/0/2/2/7/F/H/30/00 | IV | 3014.62
8177031 | PMCtendo SZ.51/1/2/2/7/K/H/60/00 | IV | 2451.34
8177032 | PMCtendo SZ.51/0/2/2/7/K/H/60/00 | IV | 1877.99
8177033 | PMCtendo SZ.55/0/1/2/7/F/H/30/00 | IV | 2626.36
8177034 | PMCtendo SZ.51/0/1/2/7/K/H/60/00 | IV | 1489.58
8177035 | PMCtendo SZ.73/1/1/2/7/F/H/30/00 | IV | 3792.86
8177036 | PMCtendo SZ.42/0/1/2/7/K/H/60/00 | IV | 1428.34
8177037 | PMCtendo SZ.73/1/2/2/7/K/H/45/00 | IV | 3504.05
8177038 | PMCtendo SZ.31/1/1/2/7/K/H/30/00 | IV | 1574.87
8177039 | PMCtendo SZ.31/0/1/2/7/K/H/30/00 | IV | 1108.3
8177040 | PMCtendo SZ.85/2/2/2/7/K/H/20/00 | IV | 6295.51
8177041 | PMCtendo SZ.32/0/2/2/7/K/H/30/00 | IV | 1546.52
8177042 | PMCtendo SZ.31/0/2/2/7/K/H/60/00 | IV | 1496.73
8177043 | PMCtendo SZ.55/0/1/2/7/K/H/30/00 | IV | 2097.04
8177044 | PMCtendo SZ.41/1/1/2/7/K/H/30/00 | IV | 1788.27
8177045 | PMCtendo SZ.42/1/2/2/7/K/H/30/00 | IV | 2390.12
8177046 | PMCtendo SZ.31/0/2/2/7/K/H/30/00 | IV | 1496.73
8177047 | PMCtendo SZ.31/1/2/2/7/K/H/30/00 | IV | 1963.3
8177048 | PMCtendo SZ.75/0/2/2/7/F/H/45/00 | IV | 3885.47
8177049 | PMCtendo SZ.83/0/1/2/7/K/H/30/00 | IV | 4746.09
8177050 | PMCtendo SZ.72/1/2/2/7/K/H/60/00 | IV | 3149.89
8177051 | PMCtendo SZ.42/0/1/2/7/K/H/30/00 | IV | 1428.34
8177052 | PMCtendo SZ.52/1/1/2/7/K/H/60/00 | IV | 2245.09
8177053 | PMCtendo SZ.72/1/1/2/7/K/H/60/00 | IV | 2761.46
8177054 | PMCtendo SZ.72/1/1/2/7/K/H/30/00 | IV | 2761.46
8177056 | PMCtendo SZ.72/0/2/2/7/K/H/60/00 | IV | 2475.56
8177057 | PMCtendo SZ.41/1/2/2/7/F/H/30/00 | IV | 2593.61
8177058 | PMCtendo SZ.55/0/2/2/7/K/H/30/00 | IV | 2485.46
8177059 | PMCtendo SZ.73/1/2/2/7/K/H/30/00 | IV | 3504.05
8177060 | PMCtendo SZ.42/0/2/2/7/K/H/30/00 | IV | 1878.54
8177062 | PMCtendo SZ.44/0/1/2/7/K/H/60/00 | IV | 1622.08
8177063 | PMCtendo SZ.41/1/1/2/7/K/H/60/00 | IV | 1788.27
8177065 | PMCtendo SZ.31/1/2/2/7/K/H/60/00 | IV | 1963.58
8177066 | PMCtendo SZ.73/1/1/2/7/K/H/30/00 | IV | 3115.08
8177067 | PMCtendo SZ.55/1/1/2/7/K/H/30/00 | IV | 2769.31
8177068 | PMCtendo SZ.44/1/2/2/7/K/H/30/00 | IV | 2582.61
8177069 | PMCtendo SZ.72/1/2/2/7/K/H/30/00 | IV | 3149.89
8177070 | PMCtendo SZ.32/0/1/2/7/K/H/30/00 | IV | 1158.54
8177071 | PMCtendo SZ.41/1/2/2/7/K/H/30/00 | IV | 2176.7
8177072 | PMCtendo SZ.32/0/2/2/7/K/H/60/00 | IV | 1546.52
8177073 | PMCtendo SZ.75/1/2/2/7/K/H/30/00 | IV | 3972.97
8177074 | PMCtendo SZ.44/0/2/2/7/K/H/30/00 | IV | 2008.85
8177075 | PMCtendo SZ.33/1/2/2/7/K/H/30/00 | IV | 2072.82
8177076 | PMCtendo SZ.33/0/1/2/7/K/H/60/00 | IV | 1217.63
8177077 | PMCtendo SZ.51/1/2/2/7/K/H/30/00 | IV | 2451.34
8177078 | PMCtendo SZ.75/0/1/2/7/K/H/45/00 | IV | 2818.43
8177079 | PMCtendo SZ.33/1/2/2/7/K/H/60/00 | IV | 2072.25
8177080 | PMCtendo SZ.73/0/2/2/7/K/H/30/00 | IV | 2736.01
8177081 | PMCtendo SZ.75/0/2/2/7/K/H/30/00 | IV | 3205.97
8177082 | PMCtendo SZ.71/0/2/2/7/K/H/30/00 | IV | 2295.72
8177083 | PMCtendo SZ.72/0/1/2/7/K/H/30/00 | IV | 2086.73
8177084 | PMCtendo SZ.32/1/1/2/7/K/H/30/00 | IV | 1625.51
8177087 | PMCtendo SZ.33/1/6/2/7/K/H/30/00 | IV | 1840.88
8177088 | PMCtendo SZ.44/1/6/2/7/K/H/30/00 | IV | 2244.33
8177089 | PMCtendo SZ.85/1/2/2/7/F/H/20/00 | IV | 8511.69
8177093 | PMCtendo SZ.31/1/5/2/7/K/H/30/00 | IV | 1574.87
8177101 | PMCcable FD/D4B6/005/Q25/S1 | N8 | 192.86
8177102 | PMCcable FD/D4B6/010/Q25/S1 | N8 | 216.05
8177103 | PMCcable FD/D4B6/015/Q25/S1 | N8 | 239.25
8177151 | PMCcable M2/C2B2/005/1Q5/S1 | N8 | 271.6
8177152 | PMCcable M2/C2B2/010/1Q5/S1 | N8 | 316.47
8177153 | PMCcable M2/C2B2/015/1Q5/S1 | N8 | 361.31
8177251 | PMCcable M2/C2B5/005/1Q0/S1 | N8 | 293.65
8177252 | PMCcable M2/C2B5/010/1Q0/S1 | N8 | 342.52
8177253 | PMCcable M2/C2B5/015/1Q0/S1 | N8 | 369.2
8177271 | PMCcable FD/D4B8/005/Q25/S1 | N8 | 233.89
8177272 | PMCcable FD/D4B8/010/Q25/S1 | N8 | 256.89
8177273 | PMCcable FD/D4B8/015/Q25/S1 | N8 | 279.89
8177502 | PMCtendo SZ.55/1/2/2/7/K/H/30/00 | IV | 3156.91
8177503 | PMCtendo SZ.41/0/1/1/7/K/H/30/00 | IV | 1408.42
8177507 | PMCtendo SZ.44/0/2/2/7/K/H/60/00 | IV | 2008.85
8177508 | PMCtendo SZ.71/1/1/2/7/K/H/30/00 | IV | 2579.86
8177509 | PMCtendo SZ.44/1/2/2/7/K/H/60/00 | IV | 2505.92
8177511 | PMCtendo SZ.42/1/1/2/7/K/H/60/00 | IV | 2001
8178001 | PMCprotego D.03/20G/0/0/2/208-480VAC | N5 | 4321.12
8178002 | PMCprotego D.03/A0G/0/0/2/208-480VAC | N5 | 3803.95
261905G | Project-Licence PVIS OPC-Srv f.PMI, PtoP | NM | 1995.63
261906G | Project-Licence PVIS OPC-Srv f.PMI, 8 Co | NM | 6236.54
261907G | Project-Licence PVIS OPC-Srv f. PC, PtoP | NM | 8731.01
261908G | Project-Licence PVIS OPC-Srv f. PC, unli | NM | 17462.01
2A000001 | myPNOZ System | SE | 210.38
2A000002 | PNOZ yh1 2DI 24VDC | SB | 115.44
2A000004 | PNOZ yi1 4DI | SC | 140.69
2A000005 | PNOZ yi3 2DI T3A | SC | 182.76
2A000006 | PNOZ yi4 2DI T3C | SC | 214.32
2A000007 | PNOZ yo3 1SO 1SO t | SC | 191.98
2A000008 | PNOZ yio3 2DI 1SO 1SO t | SC | 243.51
2A000009 | PNOZ yo4 3NO t | SC | 191.98
2A000010 | PNOZ yio4 2DI 3NO t | SC | 243.51
2A000011 | PNOZ yi2 4DI OR | SC | 140.69
2A000012 | PNOZ yo1 2SO | SC | 159.1
2A000013 | PNOZ yio1 2DI 2SO | SC | 212.74
2A000014 | PNOZ yo2 3NO | SC | 159.1
2A000015 | PNOZ yio2 2DI 3NO | SC | 212.74
2A000200 | Klebesiegel für myPNOZ (20 Stk.) | UN | 21.04
2A000202 | myPNOZ connector (10pcs.) | UN | 33.39
2A999982 | myPNOZ screw terminals 3pol./ X1 | UN | 3.25
2A999983 | myPNOZ screw terminals 3pol./ X2 | UN | 3.25
2A999984 | myPNOZ screw terminals 3pol./ X3 | UN | 3.25
2A999985 | myPNOZ screw terminals 3pol./ X4 | UN | 3.25
2A999986 | myPNOZ spring loaded terminals 3pol./ X1 | UN | 3.25
2A999987 | myPNOZ spring loaded terminals 3pol./ X2 | UN | 3.25
2A999988 | myPNOZ spring loaded terminals 3pol./ X3 | UN | 3.25
2A999989 | myPNOZ spring loaded terminals 3pol./ X4 | UN | 3.25
2A999990 | myPNOZ screw terminals 2pol./ X1 | UN | 2.19
2A999991 | myPNOZ screw terminals 2pol./ X2 | UN | 2.19
2A999992 | myPNOZ screw terminals 2pol./ X3 | UN | 2.19
2A999993 | myPNOZ screw terminals 2pol./ X4 | UN | 2.19
2A999994 | myPNOZ spring loaded terminals 2pol./ X1 | UN | 2.19
2A999995 | myPNOZ spring loaded terminals 2pol./ X2 | UN | 2.19
2A999996 | myPNOZ spring loaded terminals 2pol./ X3 | UN | 2.19
2A999997 | myPNOZ spring loaded terminals 2pol./ X4 | UN | 2.19
301288B | Basic License for PSS WIN-PRO Full | JB | 3095.47
301288K | User License for PSS WIN-PRO Full | JB | 1077.54
301288M | Multi User License for PSS WIN-PRO Full | JB | 15400.44
301288N | Multi User Upgr Lic for PSS WIN-PRO Full | JB | 9512.51
301288Q | Time lim. Lic 4Mth for PSS WIN-PRO Full | JB | 1886.69
301288R | Time lim. Lic 3Mth for PSS WIN-PRO Full | JB | 1509.3
301288S | Time lim. Lic 2Mth for PSS WIN-PRO Full | JB | 1132.16
301288U | Basic Upgr License for PSS WIN-PRO Full | JB | 1158.36
301288V | User Upgr License for PSS WIN-PRO Full | JB | 596.73
301288W | Project Upgr License f. PSS WIN-PRO Full | JB | 10424.83
301289B | Basic License for PSS WIN-PRO Service | JB | 1087.43
301289K | User License for PSS WIN-PRO Service | JB | 404.09
301289M | Multi User License for PSS WIN-PRO Serv | JB | 5713.19
301289N | Multi User Upgr Lic for PSS WIN-PRO Serv | JB | 3501.64
301289Q | Time lim. Lic 4Mth for PSS WIN-PRO Serv | JB | 658.26
301289R | Time lim. Lic 3Mth for PSS WIN-PRO Serv | JB | 526.54
301289S | Time lim. Lic 2Mth for PSS WIN-PRO Serv | JB | 394.81
301289U | Basic Upgr License for PSS WIN-PRO Serv | JB | 430.02
301289V | User Upgr License for PSS WIN-PRO Serv | JB | 219.34
301289W | Project Upgr License f. PSS WIN-PRO Serv | JB | 3869.89
312890B | Basic Licence PSSu Startup Tool Full | JC | 248.2
312890K | User Licence PSSu Startup Tool Full | JC | 121
402260BK | PITreader key ye g bk | NE | 37.67
402260BL | PITreader key ye g bl | NE | 37.67
402260DF | PITreader key df ye g | NE | 37.67
402260GN | PITreader key ye g gn | NE | 37.67
402260RD | PITreader key ye g rd | NE | 37.67
402260WT | PITreader key ye g wt | NE | 37.67
402260YE | PITreader key ye g ye | NE | 37.67
402261DF | PITreader key df ye 1 | NE | 37.67
402262DF | PITreader key df ye 2 | NE | 37.67
402263DF | PITreader key df ye 3 | NE | 37.67
402264DF | PITreader key df ye 4 | NE | 37.67
402265DF | PITreader key df ye 5 | NE | 37.67
402269DF | PITreader key df ye 5 service | NE | 37.67
4R000001 | PDP67 PN 6FDI 6FDIO 2FDOTP | QU | 901.88
4R000002 | µSD Memory Card 512MB M12A | NQ | 148.16
6B000001 | PSEN rd1.x I/O PN analysing unit | TO | 1132.36
6B000002 | PSEN rd1.1 sensor | TO | 648.75
6B000003 | PSEN rd1.2 sensor | TO | 970.16
6B000004 | PSEN rd1.1 sensor shield kit | TP | 105.36
6B000005 | PSEN rd1.x I/O analysing unit | TO | 553.09
6B000007 | PSEN rd1.x SD I/O FSoE analysing unit | TO | 1248.09
6B000009 | PSEN rd1.2 F-FOV sensor | TO | 970.16
6B000015 | PSEN rd1.2 F-FOV LR sensor | TO | 1062.14
6C000181 | PSEN opII muting box | JZ | 120
6C000182 | PSEN opII L-muting set extended | JZ | 679
6C000183 | PSEN opII T-muting set extended | JZ | 998
6C000184 | PSEN opII X-muting set extended | JZ | 729
6C000185 | PSEN opII muting arm | JZ | 85
6C000186 | PSEN opII muting arm bracket kit | JZ | 34
6C000187 | PSEN opII L-muting set basic | JZ | 365
6C000188 | PSEN opII T-muting set basic | JZ | 697
6C000189 | PSEN opII X-muting set basic | JZ | 411
6D000002 | PSEN sc bracket PR | QW | 161.73
6D000003 | PSEN sc bracket P | QW | 92.41
6D000004 | PSEN sc bracket H | QW | 57.76
6D000005 | PSEN sc memory 08-17 | QW | 412
6D000006 | PSEN sc memory 08-12 | QW | 335
6D000007 | PSEN sc head | QW | 536.16
6D000008 | PSEN sc cleaner | QW | 56.3
6D000009 | PSEN sc cloth | QW | 74.06
6D000010 | PSEN sc bracket F | QW | 150.17
6D000011 | PSEN sc bracket C | QW | 115.52
6D000012 | PSEN sc L 3.0 08-12 | PW | 4389.62
6D000013 | PSEN sc L 5.5 08-12 | PW | 4562.89
6D000016 | PSEN sc M 3.0 08-12 | PW | 4736.17
6D000017 | PSEN sc M 5.5 08-12 | PW | 4909.44
6D000019 | PSEN sc M 5.5 08-17 | PW | 4967.2
6D000020 | PSEN sc S 3.0 08-12 | PW | 3927.56
6D000021 | PSEN sc S 5.5 08-12 | PW | 4158.59
6D000022 | PSEN sc cable CAT5e M12-8sm/M12-8sm, 1m | UI | 26.47
6D000023 | PSEN sc cable CAT5e M12-8sm/M12-8sm, 3m | UI | 33.23
6D000024 | PSEN sc cable CAT5e M12-8sm/M12-8sm, 5m | UI | 45.55
6D000025 | PSEN sc cable CAT5e M12-8sm/M12-8sm, 10m | UI | 66.48
6D000026 | PSEN sc cable CAT5e M12-8sm/M12-8sm, 20m | UI | 109.54
6D000027 | PSEN sc cable M12-17sf, 2m | UI | 40.62
6D000029 | PSEN sc cable M12-17sf, 5m | UI | 66.48
6D000031 | PSEN sc cable M12-17sf, 20m | UI | 137.87
6D000033 | PSEN sc cable M12-17sf, 50m | UI | 283.1
6D000034 | PSEN sc ME 5.5 08-17 | PW | 5198.24
6K000001 | PSEN mlm 1 ba 1.1 switch | VV | 240
6K000002 | PSEN mlm 1 ba 2.1 switch | VV | 249
6K000003 | PSEN mlm 1 ba 2.2 switch | VV | 256
6K000004 | PSEN mlm 1 sa 1.1 switch | VV | 249
6K000005 | PSEN mlm 1 sa 2.1 switch | VV | 251
6K000006 | PSEN mlm 1 sa 2.2 switch | VV | 258
6K000007 | PSEN mlm actuator a | VV | 48
6K000008 | PSEN mlm actuator b | VV | 48
6K000009 | PSEN mlm 1 ba 1.1 unit a | VV | 285
6K000010 | PSEN mlm 1 ba 2.1 unit a | VV | 294
6K000011 | PSEN mlm 1 ba 2.2 unit a | VV | 301
6K000012 | PSEN mlm 1 sa 1.1 unit a | VV | 294
6K000013 | PSEN mlm 1 sa 2.1 unit a | VV | 296
6K000014 | PSEN mlm 1 sa 2.2 unit a | VV | 303
6K000015 | PSEN mlm 1 ba 1.1 unit b | VV | 285
6K000016 | PSEN mlm 1 ba 2.1 unit b | VV | 294
6K000017 | PSEN mlm 1 ba 2.2 unit b | VV | 301
6K000018 | PSEN mlm 1 sa 1.1 unit b | VV | 294
6K000019 | PSEN mlm 1 sa 2.1 unit b | VV | 296
6K000020 | PSEN mlm 1 sa 2.2 unit b | VV | 303
6K000021 | PSEN mlm mounting set 1 | VW | 29
6K000022 | PSEN mlm covers set | VW | 5
6L000001 | PSEN me5 AS | UT | 10.5
6L000002 | PSEN me5 AA | UT | 11.69
6L000003 | PSEN me5 AR | UT | 29.37
6L000004 | PSEN me5 AF | UT | 23.48
6L000005 | PSEN me5 escape release | UV | 65.94
6L000006 | PSEN me5 20mm extension | UV | 22.29
6L000007 | PSEN me5 40mm extension | UV | 29.37
6L000008 | PSEN me5 emergency release front | UV | 22.29
6L000009 | PSEN me5 emergency release back | UV | 29.37
6L000010 | PSEN me5S NC-NC-NC.NC 1switch | UT | 116.66
6L000011 | PSEN me5M NC-NC-NC.NC 1switch | UT | 116.66
6L000012 | PSEN me5S NC.NC-NC-NC 1switch | UT | 116.66
6L000013 | PSEN me5M NC.NC-NC-NC 1switch | UT | 116.66
6L000014 | PSEN me5S NC-NC-NO.NC 1switch | UT | 116.66
6L000015 | PSEN me5M NC-NC-NO.NC 1switch | UT | 116.66
6L000016 | PSEN me5S NC-NO.NC-NO 1switch | UT | 116.66
6L000017 | PSEN me5M NC-NO.NC-NO 1switch | UT | 116.66
6L000018 | PSEN me5S NC-NC.NC-NC 1switch | UT | 116.66
6L000019 | PSEN me5S NC.NC-NC M12/8 1switch | UT | 136.71
6L000020 | PSEN me5M NC.NC-NC M12/8 1switch | UT | 136.71
6L000021 | PSEN me5M NC.NC n 1 switch | UT | 135.53
6L000022 | PSEN me5S NC.NC n 1switch | UT | 135.53
6L000023 | PSEN b5/me5 | I5 | 139.91
6L000024 | PSEN b5/me5 key adv | I5 | 181.44
6L000025 | PSEN b5/me5/cs | I5 | 181.44
6L000026 | PSEN b5/me5 escape pin | I5 | 18.14
6L000027 | PSEN b5/me5 key | I5 | 145.99
6L000028 | PSEN me5 lid | UV | 12.66
6M000008 | PSEN mg1-A-LLFXX-RBA1-U1 switch | KD | 583.25
6N000001 | PSEN sl2-DM1-P switch | SN | 322.26
6N000002 | PSEN sl2-DM2-P switch | SN | 327.26
6N000003 | PSEN sl2-DM3-P switch | SN | 332.39
6N000004 | PSEN sl2-DL1-P switch | SN | 336.87
6N000005 | PSEN sl2-DL2-P switch | SN | 341.87
6N000006 | PSEN sl2-DL3-P switch | SN | 346.87
6N000007 | PSEN sl2-GL1-S switch | SN | 344.52
6N000008 | PSEN sl2-GL2-S switch | SN | 349.52
6N000009 | PSEN sl2-GL3-S switch | SN | 354.52
6N000010 | PSEN sl2-GL1-P switch | SN | 344.52
6N000011 | PSEN sl2-GL2-P switch | SN | 349.52
6N000012 | PSEN sl2-GL3-P switch | SN | 354.52
6N000013 | PSEN sl2-DM1-N switch | SN | 322.26
6N000014 | PSEN sl2-DM2-N switch | SN | 327.26
6N000015 | PSEN sl2-DM3-N switch | SN | 332.39
6N000016 | PSEN sl2-DL1-N switch | SN | 336.87
6N000017 | PSEN sl2-DL2-N switch | SN | 341.87
6N000018 | PSEN sl2-DL3-N switch | SN | 346.87
6N000019 | PSEN sl2-IM1-P switch | SN | 322.26
6N000020 | PSEN sl2-IM2-P switch | SN | 327.26
6N000021 | PSEN sl2-IM3-P switch | SN | 332.26
6N000022 | PSEN sl2-IL1-P switch | SN | 336.87
6N000023 | PSEN sl2-IL2-P switch | SN | 341.87
6N000024 | PSEN sl2-IL3-P switch | SN | 346.87
6N000025 | PSEN sl2-M-AL actuator | SN | 77.12
6N000026 | PSEN sl2-L-AL actuator | SN | 93.59
6N000027 | PSEN sl2-L-VA actuator | SN | 180.28
6N000028 | PSEN sl2-M-VA actuator | SN | 148.63
6N000029 | Adapter/SL/M12-8SMX/M12-8SFX/M12-8SFX/PT | UK | 31.15
6N000030 | Adapter/SL/M12-8SMX/M12-8SFX/M12-12SF/PT | UK | 31.15
6N000031 | PSEN sl2 Config Key | SN | 18.55
6O000001 | PSEN ml DHM up l 1.1 | UE | 346.56
6O000002 | PSEN ml DHM up l 2.1 | UE | 357.32
6O000003 | PSEN ml DHM up r 1.1 | UE | 346.56
6O000004 | PSEN ml DHM up r 2.1 | UE | 357.32
6O000005 | PSEN ml DHM down l 1.1 | UE | 346.56
6O000006 | PSEN ml DHM down l 2.1 | UE | 357.32
6O000007 | PSEN ml DHM down r 1.1 | UE | 346.56
6O000008 | PSEN ml DHM down r 2.1 | UE | 357.32
6O000009 | PSEN ml DHM extension | OS | 35.25
6O000010 | PSEN ml DHM handle yellow | OS | 19.12
6O000011 | PSEN ml DHM handle red | OS | 19.12
6O000012 | PSEN ml DHM extension cover | OS | 19.9
6O000013 | PSEN ml DHM mounting plate | OS | 44.22
6O000014 | PSEN ml DHM mounting flap | OS | 21.5
6M000001 | PSEN mg1-A-LLXXX-LBA1-S1 switch | KD | 520.08
6M000002 | PSEN mg1-A-LLXXX-RBA1-S1 switch | KD | 520.08
6M000003 | PSEN mg1-A-LLXXX-FBA1-S1 switch | KD | 520.08
6M000004 | PSEN mg1-A-LLXXX-LBA2-S1 switch | KD | 530.08
6M000005 | PSEN mg1-A-LLXXX-RBA2-S1 switch | KD | 530.08
6M000006 | PSEN mg1-A-LLXXX-FBA2-S1 switch | KD | 530.08
6M000007 | PSEN mg1-A-LLFXX-LBA1-U1 switch | KD | 583.25
6M000008 | PSEN mg1-A-LLFXX-RBA1-U1 switch | KD | 583.25
6M000009 | PSEN mg1-A-LLFXX-FBA1-U1 switch | KD | 583.25
6M000010 | PSEN mg1-A-LLFXX-LBA2-U1 switch | KD | 590.08
6M000011 | PSEN mg1-A-LLFXX-RBA2-U1 switch | KD | 590.08
6M000012 | PSEN mg1-A-LLFXX-FBA2-U1 switch | KD | 590.08
6M000019 | PSEN mg1-A-LDFXX-LTA1-U2 switch | KD | 583.25
6M000020 | PSEN mg1-A-LDFXX-RTA1-U2 switch | KD | 583.25
6M000021 | PSEN mg1-A-LDFXX-FTA1-U2 switch | KD | 583.25
6M000022 | PSEN mg1-A-LDFXX-LTA2-U2 switch | KD | 590.08
6M000023 | PSEN mg1-A-LDFXX-RTA2-U2 switch | KD | 590.08
6M000024 | PSEN mg1-A-LDFXX-FTA2-U2 switch | KD | 590.08
6P000001 | PSEN in-A-A-N | J9 | 95.49
6P000002 | PSEN in-B-A-N | J9 | 108.49
6P000003 | PSEN in-C-A-N | J9 | 122.49
6P000004 | PSEN in-D-A-N | J9 | 116.49
6P000005 | PSEN Bracket kit M12 | K1 | 10.3
6P000006 | PSEN Bracket kit M18 | K1 | 10.3
6P000007 | PSEN Bracket kit M30 | K1 | 10.3
6Z000001 | PSEN enc sincos 4096 ss | JA | 371.62
6Z000002 | PSEN enc sincos 4096 hs | JA | 371.62
6Z000003 | PSEN enc HTL 1024 ss | JA | 371.62
6Z000004 | PSEN enc HTL 1024 hs | JA | 371.62
6Z000005 | PSEN cable M23-12sf, 5m | UI | 53.54
6Z000006 | PSEN cable M23-12sf, 10m | UI | 77.68
6Z000007 | PSEN cable M23-12sf, 20m | UI | 138.48
6Z000008 | PSEN cable M23-12sf, 30m | UI | 173.19
773010B | Basic Licence for PNOZmulti Config. | IZ | 483.91
773010G | Project Licence for PNOZmulti Config | IZ | 4358.45
773010K | User Licence for PNOZmulti Config | IZ | 180.11
773010L | Lite Licence for PNOZmulti Config. | IZ | 227.85
773010M | Multi User Licence for PNOZmulti Config | IZ | 2866.14
773010N | Multi User Upgr Lic for PNOZmulti Config | IZ | 1821.17
773010Q | Time lim Licence 4Mth for PNOZmulti Conf | IZ | 331.47
773010R | Time lim Licence 3Mth for PNOZmulti Conf | IZ | 265.28
773010S | Time lim Licence 2Mth for PNOZmulti Conf | IZ | 198.99
773010U | Basic Upgr Licence for PNOZmulti Config | IZ | 217
773010V | User Upgr Licence for PNOZmulti Config | IZ | 114.58
773010W | Project Upgr Licence f. PNOZmulti Config | IZ | 1953.22
773011B | Basic Licence for PNOZmulti Service | IZ | 223.51
773011G | Project Licence for PNOZmulti Service | IZ | 2011.59
773011K | User Licence for PNOZmulti Service | IZ | 83.55
773011L | Lite Licence for PNOZmulti Service | IZ | 105.16
773011M | Multi User Licence for PNOZmulti Service | IZ | 1348.55
773011N | Multi User Upgr Lic f. PNOZmulti Service | IZ | 860.62
773011U | Basic Upgr Licence for PNOZmulti Service | IZ | 100.15
773011V | User Upgr Licence for PNOZmulti Service | IZ | 54.14
773011W | Project Upgr Licence for PNOZmulti Serv | IZ | 900.66
8C000001 | PMC PS6A24 25A/10KW | UG | 1018.39
8C000002 | PMC PS6A24 terminal set | UG | 39.97
8C000003 | PMC PS6A34 50A/20KW | UG | 1334.66
8C000004 | PMC PS6A34 terminal set | UG | 48.66
8C000005 | PMC SI6A061 terminal set (R) | UG | 66.41
8C000006 | PMC SI6A061 terminal set (Z/U/Y) | UG | 53.87
8C000007 | PMC SI6A061R/EC 1x 5A | UG | 1581.44
8C000009 | PMC SI6A061Y/EC 1x 5A | UG | 1626.63
8C000011 | PMC SI6A061Z/EC 1x 5A | UG | 1451.11
8C000013 | PMC SI6A062 terminal set (R) | UG | 82.04
8C000014 | PMC SI6A062 terminal set (Z/U/Y) | UG | 69.51
8C000015 | PMC SI6A062R/EC 2x 5A | UG | 2054.15
8C000017 | PMC SI6A062Y/EC 2x 5A | UG | 2099.32
8C000019 | PMC SI6A062Z/EC 2x 5A | UG | 1923.8
8C000021 | PMC SI6A161 terminal set (R) | UG | 78.56
8C000022 | PMC SI6A161 terminal set (Z/U/Y) | UG | 66.04
8C000023 | PMC SI6A161R/EC 1x 12A | UG | 1866.46
8C000025 | PMC SI6A161Y/EC 1x 12A | UG | 1911.63
8C000027 | PMC SI6A161Z/EC 1x 12A | UG | 1736.12
8C000029 | PMC SI6A162 terminal set (R) | UG | 104.64
8C000030 | PMC SI6A162 terminal set (Z/U/Y) | UG | 92.11
8C000031 | PMC SI6A162R/EC 2x 12A | UG | 2417.36
8C000033 | PMC SI6A162Y/EC 2x 12A | UG | 2462.54
8C000035 | PMC SI6A162Z/EC 2x 12A | UG | 2287.01
8C000037 | PMC SI6A261 terminal set (R) | UG | 78.56
8C000038 | PMC SI6A261 terminal set (Z/U/Y) | UG | 66.04
8C000039 | PMC SI6A261R/EC 1x 22A | UG | 2099.32
8C000041 | PMC SI6A261Y/EC 1x 22A | UG | 2144.51
8C000043 | PMC SI6A261Z/EC 1x 22A | UG | 1968.99
8C000045 | PMC SI6A262 terminal set (R) | UG | 128.97
8C000046 | PMC SI6A262 terminal set (Z/U/Y) | UG | 116.44
8C000047 | PMC SI6A262R/EC 2x 25A | UG | 3234.15
8C000049 | PMC SI6A262Y/EC 2x 25A | UG | 3279.34
8C000051 | PMC SI6A262Z/EC 2x 25A | UG | 3103.81
8C000053 | PMC SI6A361 terminal set (R) | UG | 90.74
8C000055 | PMC SI6A361R/EC 1x 50A | UG | 2956.09
8C000057 | PMC SI6A361Y/EC 1x 50A | UG | 3001.28
8C000059 | PMC SI6A361Z/EC 1x 50A | UG | 2825.82
8C000061 | PMC SC6A062 terminal set (R) | UF | 97.68
8C000062 | PMC SC6A062 terminal set (Z/U/Y) | UF | 85.16
8C000063 | PMC SC6A062R/EC 2x 4,5A | UF | 2254
8C000065 | PMC SC6A062Y/EC 2x 4,5A | UF | 2299.18
8C000067 | PMC SC6A062Z/EC 2x 4,5A | UF | 2123.66
8C000069 | PMC SC6A162 terminal set (R) | UF | 125.5
8C000070 | PMC SC6A162 terminal set (Z/U/Y) | UF | 112.96
8C000071 | PMC SC6A162R/EC 2x 10A | UF | 2622.42
8C000073 | PMC SC6A162Y/EC 2x 10A | UF | 2667.61
8C000075 | PMC SC6A162Z/EC 2x 10A | UF | 2492.08
8C000077 | PMC SC6A261 terminal set (R) | UF | 95.94
8C000078 | PMC SC6A261 terminal set (Z/U/Y) | UF | 83.41
8C000079 | PMC SC6A261R/EC 1x 19A | UF | 2229.66
8C000081 | PMC SC6A261Y/EC 1x 19A | UF | 2274.85
8C000083 | PMC SC6A261Z/EC 1x 19A | UF | 2099.32
8C000085 | PMC DL6B Quick DC-Link isolations end | US | 3.47
8C000087 | PMC DL6B11 Quick DC-Link > SC/SI6A1&2 | US | 142.51
8C000088 | PMC DL6B12 Quick DC-Link > SI6A2&3 | US | 208.54
8C000089 | PMC DL6B20 Quick DC-Link > PS6A2 | US | 149.46
8C000090 | PMC DL6B21 Quick DC-Link > PS6A3 | US | 291.97
8C000091 | PMC brakeresistor KWADQU420x91/100R/600W | US | 312.04
8C000092 | PMC brakeresistor FZZMQU400x65/47R/1200W | US | 559.37
8C000093 | PMC brakeresistor FGFKQU31005/22R/2500W | US | 912.88
8C000094 | PMC brakeresistor FZMU400x65/100R/600W | US | 248.93
8C000095 | PMC brakeresistor FZZMU400x65/47R/1200W | US | 484.88
8C000096 | PMC brakeresistor GVADU210x20/100R/150W | US | 125.73
8C000097 | PMC brakeresistor GBADU265x30/100R/300W | US | 152.65
8C000098 | PMC brakeresistor GBADU335x30/47R/400W | US | 166.39
8C000099 | PMC output choke TEP3720-OES41 4A | US | 227.66
8C000100 | PMC output choke TEP3820-0CS41 17,5A | US | 276.33
8C000101 | PMC output choke TEP4020-0RS41 38A | US | 481.38
8C000102 | PMC power choke TEP4010-2US00 100A | US | 1204.33
8C000103 | PMCcable FD/G4G8/005/Q25/S1 | US | 181.98
8C000104 | PMCcable FD/G4G8/010/Q25/S1 | US | 220.57
8C000105 | PMCcable FD/G4G8/015/Q25/S1 | US | 255.5
8C000106 | PMCcable FD/G4G8/020/Q25/S1 | US | 288.59
8C000107 | PMCcable FD/G4G8/2m5/Q25/S1 | US | 170.94
8C000109 | PMCcable FD/G4GB/005/Q25/S1 | US | 156.25
8C000110 | PMCcable FD/G4GB/010/Q25/S1 | US | 193
8C000111 | PMCcable FD/G4GB/015/Q25/S1 | US | 226.09
8C000112 | PMCcable FD/G4GB/020/Q25/S1 | US | 262.86
8C000113 | PMCcable FD/G4GB/2m5/Q25/S1 | US | 139.69
8C000127 | PMCcable M3/E1C5/005/1Q0/S1 | US | 213.23
8C000128 | PMCcable M3/E1C5/010/1Q0/S1 | US | 275.72
8C000129 | PMCcable M3/E1C5/015/1Q0/S1 | US | 338.21
8C000130 | PMCcable M3/E1C5/020/1Q0/S1 | US | 400.7
8C000131 | PMCcable M3/E1C5/2m5/1Q0/S1 | US | 180.13
8C000133 | PMCcable M3/E1C3/005/6Q0/S1 | US | 613.93
8C000134 | PMCcable M3/E1C3/010/6Q0/S1 | US | 898.84
8C000135 | PMCcable M3/E1C3/015/6Q0/S1 | US | 1181.91
8C000136 | PMCcable M3/E1C3/020/6Q0/S1 | US | 1466.82
8C000137 | PMCcable M3/E1C3/2m5/6Q0/S1 | US | 472.4
8C000139 | PMCcable M3/E1C2/005/2Q5/S1 | US | 275.72
8C000140 | PMCcable M3/E1C2/010/2Q5/S1 | US | 373.13
8C000141 | PMCcable M3/E1C2/015/2Q5/S1 | US | 472.4
8C000142 | PMCcable M3/E1C2/020/2Q5/S1 | US | 571.65
8C000143 | PMCcable M3/E1C2/2m5/2Q5/S1 | US | 226.09
8C000145 | PMCcable M3/E1C2/005/4Q0/S1 | US | 389.69
8C000146 | PMCcable M3/E1C2/010/4Q0/S1 | US | 567.98
8C000147 | PMCcable M3/E1C2/015/4Q0/S1 | US | 748.1
8C000148 | PMCcable M3/E1C2/020/4Q0/S1 | US | 926.41
8C000149 | PMCcable M3/E1C2/2m5/4Q0/S1 | US | 299.61
8C000151 | PMCcable M3/E1C3/005/10Q/S1 | US | 742.59
8C000152 | PMCcable M3/E1C3/010/10Q/S1 | US | 1145.15
8C000153 | PMCcable M3/E1C3/015/10Q/S1 | US | 1544.02
8C000154 | PMCcable M3/E1C3/020/10Q/S1 | US | 1944.73
8C000155 | PMCcable M3/E1C3/2m5/10Q/S1 | US | 542.25
8C000157 | PMCcable M3/E1C3/005/2Q5/S1 | US | 408.06
8C000158 | PMCcable M3/E1C3/010/2Q5/S1 | US | 507.31
8C000159 | PMCcable M3/E1C3/015/2Q5/S1 | US | 604.74
8C000160 | PMCcable M3/E1C3/020/2Q5/S1 | US | 704
8C000161 | PMCcable M3/E1C3/2m5/2Q5/S1 | US | 358.44
8C000163 | PMCcable M3/E1C3/005/4Q0/S1 | US | 494.45
8C000164 | PMCcable M3/E1C3/010/4Q0/S1 | US | 674.6
8C000165 | PMCcable M3/E1C3/015/4Q0/S1 | US | 854.71
8C000166 | PMCcable M3/E1C3/020/4Q0/S1 | US | 1034.86
8C000167 | PMCcable M3/E1C3/2m5/4Q0/S1 | US | 406.22
8C000169 | PMCcable M3/E1C2/005/1Q5/S1 | US | 249.98
8C000170 | PMCcable M3/E1C2/010/1Q5/S1 | US | 329.02
8C000171 | PMCcable M3/E1C2/015/1Q5/S1 | US | 406.22
8C000172 | PMCcable M3/E1C2/020/1Q5/S1 | US | 481.58
8C000173 | PMCcable M3/E1C2/2m5/1Q5/S1 | US | 213.23
8G000001 | PMC EZ301UDAPC5O040 | VG | 936.57
8G000002 | PMC EZ301UDAPQ5O040 | VG | 1265.45
8G000003 | PMC EZ301UDAPC5P040 | VG | 1333.36
8G000004 | PMC EZ301UDAPQ5P040 | VG | 1662.23
8G000005 | PMC EZ302UDAPC5O086 | VG | 983.04
8G000006 | PMC EZ401UDAPC5O096 | VG | 1122.44
8G000007 | PMC EZ402UDAPC5O094 | VG | 1211.82
8G000008 | PMC EZ404UDAPC5O078 | VG | 1376.25
8G000009 | PMC EZ502UDAPC5P072 | VG | 1905.31
8G000010 | PMC EZ505UDAPQ5O141 | VG | 2109.07
8G000011 | PMC EZ701UDAPC5O095 | VG | 1619.33
8G000012 | PMC EZ703UDAPC5O122 | VG | 1994.67
8G000014 | PMC EZ302UDBBQ7O086 | VG | 1381.1
8G000015 | PMC EZ402UDBBQ7O094 | VG | 1621.79
8G000016 | PMC EZ404UDBBQ7P116 | VG | 2306.22
8G000017 | PMC EZ302UDAPQ5O086 | VG | 1380.14
8G000021 | PMC EZ303UDAPQ5P109 | VG | 1726.29
8G000023 | PMC EZ701UDAPC5P095 | VG | 1989.08
9A000002 | PRMS spring 10 | QH | 146.74
9A000003 | PRMS spring 25 | QH | 146.74
9A000004 | PRMS spring 30 | QH | 146.74
9A000005 | PRMS spring 35 | QH | 146.74
9A000006 | PRMS spring 40 | QH | 146.74
9A000007 | PRMS spring 50 | QH | 146.74
9A000008 | PRMS spring 60 | QH | 146.74
9A000009 | PRMS spring 75 | QH | 146.74
9A000010 | PRMS spring 150 | QH | 146.74
9A000011 | PRMS scanner | QH | 237.04
9A000012 | PRMS set | QF | 11064.01
9A000013 | PRMS film kit | QH | 282.19
9A000014 | PRMS calibration sheet | QH | 67.73
9A000017 | PRMS compress kit | QH | 225.75
C1000001 | Cable/PN/RJ45-4SM/M12-4SMX/D/003/Q324/GN | UI | 31.65
C1000002 | Cable/PN/RJ45-4SM/M12-4SMX/D/005/Q324/GN | UI | 49.59
C1000003 | Cable/PN/RJ45-4SM/M12-4SMX/D/010/Q324/GN | UI | 71.74
C1000004 | Cable/PN/RJ45-4SM/M12-4SMX/D/020/Q324/GN | UI | 112.89
C1000005 | Cable/PN/M12-4SMX/M12-4SMX/D/0,5/Q324/GN | UI | 25.32
C1000006 | Cable/PN/M12-4SMX/M12-4SMX/D/003/Q324/GN | UI | 31.65
C1000007 | Cable/PN/M12-4SMX/M12-4SMX/D/005/Q324/GN | UI | 49.59
C1000008 | Cable/PN/M12-4SMX/M12-4SMX/D/010/Q324/GN | UI | 71.74
C1000009 | Cable/PN/M12-4SMX/M12-4SMX/D/020/Q324/GN | UI | 112.89
C1000010 | Cable/PW/M12-5SMX/M12-5SFX/L/0,5/1Q50/BK | UI | 57.76
C1000011 | Cable/PW/M12-5SMX/M12-5SFX/L/003/1Q50/BK | UI | 69.31
C1000012 | Cable/PW/M12-5SMX/M12-5SFX/L/005/1Q50/BK | UI | 104.71
C1000013 | Cable/PW/M12-5SMX/M12-5SFX/L/010/1Q50/BK | UI | 140.55
C1000014 | Cable/PW/M12-5SMX/M12-5SFX/L/020/1Q50/BK | UI | 283.89
C1000015 | Cable/FC/M12-5SMX/M12-5SFX/A/0,5/0Q34/BK | UI | 17.33
C1000016 | Cable/FC/M12-5SMX/M12-5SFX/A/003/0Q34/BK | UI | 28.89
C1000017 | Cable/FC/M12-5SMX/M12-5SFX/A/005/0Q34/BK | UI | 34.66
C1000018 | Cable/FC/M12-5SMX/M12-5SFX/A/010/0Q34/BK | UI | 46.21
C1000019 | Cable/FC/M12-5SMX/M12-5SFX/A/020/0Q34/BK | UI | 64.11
C1000020 | Cable/FC/M12-5SMX/M12-5SFX/A/030/0Q34/BK | UI | 90.11
C1000021 | Cable/FC/M12-5AMX/M12-5SFX/A/0,5/0Q34/BK | UI | 17.33
C1000022 | Cable/FC/M12-5AMX/M12-5SFX/A/003/0Q34/BK | UI | 28.89
C1000023 | Cable/FC/M12-5AMX/M12-5SFX/A/005/0Q34/BK | UI | 34.66
C1000024 | Cable/FC/M12-5AMX/M12-5SFX/A/010/0Q34/BK | UI | 46.21
C1000025 | Cable/FC/M12-5AMX/M12-5SFX/A/020/0Q34/BK | UI | 64.11
C1000026 | Cable/FC/M12-5AMX/M12-5SFX/A/030/0Q34/BK | UI | 90.11
C1000027 | Cable/PW/M12-5SFX/XXX-5XXX/L/003/1Q50/BK | UI | 63.54
C1000028 | Cable/PW/M12-5SFX/XXX-5XXX/L/005/1Q50/BK | UI | 75.09
C1000029 | Cable/PW/M12-5SFX/XXX-5XXX/L/010/1Q50/BK | UI | 108.78
C1000030 | Cable/PW/M12-5SFX/XXX-5XXX/L/020/1Q50/BK | UI | 180.45
C1000033 | Acc/MA/label plates/IP67 | NQ | 3.39
C1000038 | Cable/FC/XXX-XXXX/M12-5SFX/A/0,5/0Q34/BK | UI | 12.71
C1000039 | Cable/FC/XXX-XXXX/M12-5SFX/A/003/0Q34/BK | UI | 19.06
C1000040 | Cable/FC/XXX-XXXX/M12-5SFX/A/005/0Q34/BK | UI | 21.37
C1000041 | Cable/FC/XXX-XXXX/M12-5SFX/A/010/0Q34/BK | UI | 30.04
C1000042 | Cable/FC/XXX-XXXX/M12-5SFX/A/020/0Q34/BK | UI | 46.21
C1000044 | Cable/CA/M12-5AFX/A/005/XXXX/SH | UI | 38.52
C1000045 | Cable/CA/M12-5AFX/A/010/XXXX/SH | UI | 66.28
C1000046 | Cable/CA/M12-5AFX/A/015/XXXX/SH | UI | 86.68
C1000047 | Cable/CA/M12-5AFX/M12-5AM/A/003/XXXX/SH | UI | 37.3
C1000048 | Cable/CA/M12-5AFX/M12-5AM/A/005/XXXX/SH | UI | 53.72
C1000049 | Cable/CA/M12-5AFX/M12-5AM/A/010/XXXX/SH | UI | 79.56
C1000050 | Cable/CA/M12-5AFX/M12-5AM/A/015/XXXX/SH | UI | 101.29
C1000058 | Connector/CA/M12-5SMX/A/TR | UK | 25.23
C1000059 | Adapter/ML/M12-5SMX/M12-5SMX/M12-8SFX/XX | UK | 57.18
C1000060 | Cable/PW/M12-5SMX/M12-5SFX/L/0,5/2Q50/BK | UI | 79.05
C1000061 | Cable/PW/M12-5SMX/M12-5SFX/L/003/2Q50/BK | UI | 114.28
C1000062 | Cable/PW/M12-5SFX/XXX-5XXX/L/010/2Q50/BK | UI | 171.89
C1000063 | PSEN sc cable M12-17sf sh, 2m | UI | 42.5
C1000064 | PSEN sc cable M12-17sf sh, 5m | UI | 72
C1000065 | PSEN sc cable M12-17sf sh, 10m | UI | 114
C1000066 | PSEN sc cable M12-17sf sh, 20m | UI | 195
C1000067 | PSEN sc cable M12-17sf sh, 50m | UI | 420
C1000068 | Cable/XX/M12-12SM/XXX-XXXX/A/005/0Q25/XX | UI | 37.05
C1000069 | Cable/XX/M12-12SM/XXX-XXXX/A/010/0Q25/XX | UI | 48.13
C1000070 | Cable/XX/M12-12SM/XXX-XXXX/A/020/0Q25/XX | UI | 70.28
C1000071 | Cable/XX/M23-19SF/XXX-XXXX/X/002/0Q25/XX | UI | 51.25
C1000072 | Cable/XX/M23-19SF/XXX-XXXX/X/003/0Q25/XX | UI | 59.35
C1000073 | Cable/XX/M23-19SF/XXX-XXXX/X/005/0Q25/XX | UI | 67.05
C1000074 | Cable/XX/M23-19SF/XXX-XXXX/X/010/0Q25/XX | UI | 96.99
C1000075 | Cable/XX/M23-19SF/XXX-XXXX/X/020/0Q25/XX | UI | 149.75
C1000076 | Cable/XX/M23-19SF/XXX-XXXX/X/030/0Q25/XX | UI | 190.7
C1000077 | Cable/XX/M23-19SF/XXX-XXXX/X/050/0Q25/XX | UI | 278.15
C1000079 | CABLE/M12/CLIP | UM | 27.9
C1000080 | CABLE/M8/CLIP | UM | 27.9
G1000001 | PIT gb LLLE | RN | 183.64
G1000002 | PIT gb CLLE y | RN | 171.32
G1000003 | PIT gb BLLE y | RN | 209.26
G1000004 | PIT gb KLLE | RN | 209.26
G1000005 | PIT gb es1 | RO | 23.09
G1000006 | PIT gb push button | RO | 11.51
G1000007 | PIT gb key button | RO | 40.77
G1000008 | PIT gb key switch | RO | 40.77
G1000009 | PIT gb color covers | RO | 8.4
G1000010 | PIT gb blind cover | RO | 5.85
G1000011 | PIT gb es2 | RO | 24.83
G1000012 | PIT gb fixing spanner | RO | 4.38
G1000013 | PIT gb color cover wh s1 | RO | 21.06
G1000014 | PIT gb color cover wh s2 | RO | 21.06
G1000015 | PIT gb color cover wh s3 | RO | 21.06
G1000016 | PIT gb color cover wh s4 | RO | 21.06
G1000017 | PIT gb color cover bl s5 | RO | 21.06
G1000018 | PIT gb color cover bl s6 | RO | 21.06
G1000019 | PIT gb color cover bl s4 | RO | 21.06
G1000020 | PIT gb RLLE y up ETH | UR | 491.43
G1000021 | PIT gb RLLE y down ETH | UR | 491.43
G1000026 | PIT gb LLLL | RN | 159.99
G1000027 | PIT gb LLUL | RN | 159.01
G1000028 | PIT gb LLTE | RN | 183.64
G1000029 | PIT gb CSSE | RN | 171.32
G1000030 | PIT gb LLLP | RN | 183.64
G1000031 | PIT gb CLLP y | RN | 171.32
G1000032 | PIT gb WLLE | RN | 196.94
G1000033 | PIT gb DLLE y | RN | 184.63
G1000034 | PIT gb LLME | RN | 183.64
G1000035 | PIT gb pushbutton red | RO | 24.75
G1000036 | PIT gb stop pushbutton black | RO | 49.39
G1000037 | PIT gb stop pushbutton black plus 1 | RO | 51.85
G1000038 | PIT gb selector switch 2x 60° latching | RO | 43.24
G1000039 | PIT gb signal indicator | RO | 23.53
G1000040 | PIT gb spare part key | RO | 28.2
G1000041 | PIT gb QLLE y up ETH | UR | 491.43
G1000043 | PIT gb flat seal set | RO | 14.65
G1000044 | PITgb VMCE | RN | 194.62
Z9000007 | KUNBUS-GW Profinet-IRT | SK | 240.02
Z9000008 | KUNBUS-GW Profibus | SK | 228
Z9000009 | KUNBUS-GW Ethernet/IP | SK | 186.87
Z9000010 | KUNBUS-GW EtherCAT | SK | 181.89
Z9000012 | RevPi DIO | SL | 220.1
Z9000013 | RevPi DI | SL | 158.35
Z9000014 | RevPi DO | SL | 173.4
Z9000015 | RevPI AIO | SL | 408.97
Z9000016 | GW Connector for Modular Gateways | SM | 5.59
Z9000018 | RevPi Con M­Bus VHP ext. module 169 MHz | TC | 159.51
Z9000019 | RevPi Con M­Bus ext. module 868 MHz | TC | 132.01
Z9000020 | RevPi Con CAN extension module | TC | 125.47
Z9000021 | Connector for CON Bridge Module | SM | 4.86
Z9000039 | O300.GP.2-11246332 | VU | 204.14
Z9000040 | Mounting bracket-11706873 | VU | 13.98
Z9000041 | Mounting bracket-11706874 | VU | 13.98
Z9000042 | Sensofix O300-11706875 | VU | 52.14